## Tooted
SKU | Nimi | Kategooria | Tähtsus (1–10) | Hind (€) | Müügihind (€) | Laos | Avaldatud | Lühikirjeldus | Sildid | Kaal (kg) | Pikkus (cm) | Laius (cm) | Kõrgus (cm) | Slug | Pilt URL | Kõver URL | Joonis URL | Grundfos kategooria | Grundfos URL | Dok arv | Dokumendid | Adjustable start pressure (Yes/No) | Approvals | Approvals for drinking water | Approvals for motor | Astmeid | Auto coupling | Autom. öörežiim | Bruttokaal | Cable number | Cable union | Code for shaft seal | Cos fii | Cos fii - võimsustegur | Cos phi - power factor | CU 300/CU 301 | Danish VVS No. | Energia (EEI) | Environmental approvals | Ex-kaitse standard | Finnish LVI No. | Float switch (Yes/No) | Flow switch (Yes/No) | Hooldustegur | Imiava mõõt | Insulation class (IEC 85) | Isolatsiooniklass (IEC 85) | Juhtimisseade | Juhtmete arv | Kaabel | Kaabli pikkus | Kaabli tüüp | Kaablipistiku tüüp | Kaitseklass (IEC 34-5) | Karakt. tolerantsid | Keskond, maks.80oC vedel.korral | Kiirliitmik | Kiirus nr. | Kondensaator - töö | Kummiosade kood | Käivitusrõhk | Käivitusviis | Käivitusvool | Length of cable | Length of power cable | Lüliti | Main pump product number | Main pump type | Maks. pumba kiirus | Maks. tarbitav võimsus - P1 | Maks. töösurve | Maks. vedeliku temp. 0.15 m/s juures | Maks.tahkis | Maksimaalne keskkonna temperatuur | Maksimaalne voolutarve | Materjali kood | Max voolukiirus | Maximum ambient pressure | Maximum current consumption | Maximum installation depth | Maximum outlet pressure | Maximum permissible inlet pressure | Maximum speed | Min. tarbitav võimsus - P1 | Minimaalne manteltoru läbimõõt | Minimum ambient temperature | Minimum borehole diameter | Minimum current consumption | Minimum efficiency index, MEI ≥ | Mootor | Mootori kood | Mootori tüüp | Mootori versioon | Motor | Motor diameter | Motor flange design | Motor house | Motor type | Motor version | Mudel | Mähised | Müügiregioon | Nettokaal | Nimijõudlus | Nimikiirus | Nimipinge | Nimivool | Nimivõimsus - P2 | Nivoolüliti | Norwegian NRF no. | Number of reduced-diameter impellers | Operation mode include | P1 maks. | P1 min. | Paak | Paigaldus kuiv/märg | Paigalduspikkus | pH-vahemik | Pipe connection standard | Place of installation | Pooluspaaride arv | Port-to-port length | Power cable type | Power input P1 | Power plug | Presscontrol | Pressure rating for connection | Primaartihend | Pumba andmetel põhinev pumba kiirus | Pumba imiava | Pumba konfiguratsioonifaili number | Pumba kood | Pumba surveava | Pumba tarvilik võimsus (P2) | Pumba versioon | Pumbapesa | Pumbatav vedelik | Pump | Pump head orientation | Pump housing | Pump speed on which pump data are based | Pumpade arv | Päritoluriik | Rated power - P2 | Rated speed | Sagedusmuundur | Sisendvõimsus P1 | Sisse-ehitatud mootorikaitse | Sisseehit. temp.transmitter | Size of connection | Size of inlet connection | Size of outlet connection | Specification for shaft end | Strainer | Surveava mõõt | Swedish RSK No. | Säilitustemperatuuri vahemik | Tagastusklapp | Tank volume | Tank volume nominal | Tarbitav võimsus - P1 | Tarbitav võimsus 1. kiirusel | Tarbitav võimsus 2. kiirusel | Tarbitav võimsus 3. kiirusel | Tarnemaht | Terminal box position | Termokaitse | TF klass | Thermal protection | Tihedus | Toitepistmik | Tollitariifi nr | Tunnustused | Tõstekõrgus maks. | Tõstekõrgus nom. | Tööratas | Töörattad | Type key, code for materials | Type key, code for rubber components. E = EPDM, V=FKM | Type of connection | Type of connector | Type of impeller | Type of inlet connection | Type of outlet connection | Valitud vedeliku temperatuur | Vedeliku temperatuurivahemik | Ventiil | Vool 1. kiirusel | Vool 2. kiirusel | Vool 3. kiirusel | Vooluvõrgu sagedus | Võimsustegur | Võll | Võllitihend | Võllitihend mootorile | Võllitihendi kood. 1: Tüüp 2: Pöörlev tihendi pind 3: Stats. pind 4: Sekundaartihend | Windings | Ümbritseva temperat. vahemik
99199551 | ALPHA1 15-60 130 1X230V 50Hz 6H | Esiletostetud | 5 | 242.5205 |  | Jah | Jah | ALPHA1 15-60 130 1X230V 50Hz 6H Ringluspump | Energiasäästlik, Grundfos, Küte, Tsirkulatsioonipump, Vaikne | 1.92 | 19.7 | 11.4 | 16.2 | alpha1-15-60-130-1x230v-50hz-6h | https://avfvouczlgbtrhtqgokx.supabase.co/storage/v1/object/public/products/images/99199551.jpg | https://avfvouczlgbtrhtqgokx.supabase.co/storage/v1/object/public/products/curves/99199551_curve.png | https://avfvouczlgbtrhtqgokx.supabase.co/storage/v1/object/public/products/drawings/99199551_drawing.png |  |  | 5 | ALPHA plug (Service kit instruction); LühijuhendidALPHA1, ALPHA2 L, Model A (International version) (Quick Guide); Paigaldus- ja kasutusjuhendidALPHA1 Model B (Installation and operating instructions); Paigaldus- ja kasutusjuhendidALPHA1 model D (Paigaldus- ja kasutusjuhend); Paigaldus- ja kasutusjuhendidGRUNDFOS ALPHA1 (Installation and operating instructions) | [6 empty] | N | 1.92 kg | [8 empty] | 0.20 |  |  | 4615323 |  |  |  |  | F |  | Autom. öörežiim N | [5 empty] | IPX4D | [16 empty] | 10 bar |  |  |  | 0.04 .. 0.32 A | [8 empty] | 3 W | [15 empty] | B |  |  | 1.77 kg | 1.94 m³/h |  | 1 x 230 V | [10 empty] | 130 mm | [6 empty] | 34 W |  |  | PN 10 | [8 empty] | Valumalm | Vesi |  | 6H |  |  |  | DK |  |  |  |  | PUUDUB |  | 1 inch | [14 empty] | 0.004 m³ |  |  | 110 | ELEC | 983.2 kg/m³ |  | 84137030 | CE,VDE | 60 dm | 3.28 m | Composite |  |  |  | G |  |  |  |  | 60 °C | 2 .. 110 °C |  |  |  |  | 50 / 60 Hz | [6 empty] | 0 .. 40 °C
99452178 | ALPHA1 20-40 N 150 1x230V 50Hz 6H | Esiletostetud | 5 | 387.7239 |  | Jah | Jah | ALPHA1 20-40 N 150 1x230V 50Hz 6H Sooja tarbevee ringluspump | Energiasäästlik, Grundfos, Tarbevesi, Tsirkulatsioonipump, Vaikne | 2.14 | 19.7 | 11.4 | 16.2 | alpha1-20-40-n-150-1x230v-50hz-6h | https://avfvouczlgbtrhtqgokx.supabase.co/storage/v1/object/public/products/images/99452178.jpg | https://avfvouczlgbtrhtqgokx.supabase.co/storage/v1/object/public/products/curves/99452178_curve.png | https://avfvouczlgbtrhtqgokx.supabase.co/storage/v1/object/public/products/drawings/99452178_drawing.png |  |  | 3 | LühijuhendidALPHA1, ALPHA2 L, Model A (International version) (Quick Guide); Paigaldus- ja kasutusjuhendidALPHA1 Model B (Installation and operating instructions); Paigaldus- ja kasutusjuhendidGRUNDFOS ALPHA1 (Installation and operating instructions) | [6 empty] | N | 2.13 kg | [8 empty] | 0.20 |  |  | 4616558 |  |  |  |  | F |  | Autom. öörežiim N | [5 empty] | IPX4D | [16 empty] | 10 bar |  |  |  | 0.04 .. 0.18 A | [8 empty] | 3 W | [15 empty] | B |  |  | 1.99 kg | 1.5 m³/h |  | 1 x 230 V |  |  |  | 9042022 | [11 empty] | 150 mm |  | 18 W |  |  | PN 10 | [8 empty] | Stainless steel | Vesi |  | 6H |  |  |  | DK | [6 empty] | 1 1/4 inch | [5 empty] | 5790553 | [8 empty] | 0.004 m³ |  |  | 110 | ELEC | 983.2 kg/m³ |  | 84137030 | CE,VDE | 40 dm | 2.01 m | Composite |  |  |  | G |  |  |  |  | 60 °C | 2 .. 110 °C |  |  |  |  | 50 / 60 Hz | [6 empty] | 0 .. 40 °C
99452182 | ALPHA1 20-60 N 150 1x230V 50Hz 6H | Küte | 5 | 423.1292 |  | Jah | Jah | ALPHA1 20-60 N 150 1x230V 50Hz 6H Sooja tarbevee ringluspump | Energiasäästlik, Grundfos, Tarbevesi, Tsirkulatsioonipump, Vaikne | 2.14 | 19.7 | 11.4 | 16.2 | alpha1-20-60-n-150-1x230v-50hz-6h | https://avfvouczlgbtrhtqgokx.supabase.co/storage/v1/object/public/products/images/99452182.jpg | https://avfvouczlgbtrhtqgokx.supabase.co/storage/v1/object/public/products/curves/99452182_curve.png | https://avfvouczlgbtrhtqgokx.supabase.co/storage/v1/object/public/products/drawings/99452182_drawing.png |  |  | 3 | LühijuhendidALPHA1, ALPHA2 L, Model A (International version) (Quick Guide); Paigaldus- ja kasutusjuhendidALPHA1 Model B (Installation and operating instructions); Paigaldus- ja kasutusjuhendidGRUNDFOS ALPHA1 (Installation and operating instructions) | [6 empty] | N | 2.13 kg | [8 empty] | 0.20 |  |  | 4616560 |  |  |  |  | F |  | Autom. öörežiim N | [5 empty] | IPX4D | [16 empty] | 10 bar |  |  |  | 0.04 .. 0.32 A | [8 empty] | 3 W | [15 empty] | B |  |  | 1.99 kg | 1.94 m³/h |  | 1 x 230 V |  |  |  | 9045261 | [11 empty] | 150 mm |  | 34 W |  |  | PN 10 | [8 empty] | Stainless steel | Vesi |  | 6H |  |  |  | DK | [6 empty] | 1 1/4 inch | [5 empty] | 5747063 | [8 empty] | 0.004 m³ |  |  | 110 | ELEC | 983.2 kg/m³ |  | 84137030 | CE,VDE,EAC,RCM,SEPRO | 60 dm | 3.28 m | Composite |  |  |  | G |  |  |  |  | 60 °C | 2 .. 110 °C |  |  |  |  | 50 / 60 Hz | [6 empty] | 0 .. 40 °C
93094214 | ALPHA1 25-40 130 220-240V 9H AB0 | Esiletostetud | 5 | 121.9011 |  | Jah | Jah | ALPHA1 25-40 130 220-240V 9H AB0 Ringluspump | Energiasäästlik, Grundfos, Küte, Tsirkulatsioonipump, Vaikne | 1 |  |  |  | alpha1-25-40-130-220-240v-9h-ab0 | https://avfvouczlgbtrhtqgokx.supabase.co/storage/v1/object/public/products/images/93094214.jpg | https://avfvouczlgbtrhtqgokx.supabase.co/storage/v1/object/public/products/curves/93094214_curve.png | https://avfvouczlgbtrhtqgokx.supabase.co/storage/v1/object/public/products/drawings/93094214_drawing.png |  |  | 5 | ALPHA plug (Service kit instruction); LühijuhendidALPHA1, ALPHA2 L, Model A (International version) (Quick Guide); Paigaldus- ja kasutusjuhendidALPHA1 Model B (Installation and operating instructions); Paigaldus- ja kasutusjuhendidALPHA1 model D (Paigaldus- ja kasutusjuhend); Paigaldus- ja kasutusjuhendidGRUNDFOS ALPHA1 (Installation and operating instructions) | [7 empty] | 1.98 kg | [8 empty] | 0.20 | [7 empty] | F | [7 empty] | IP44 | [16 empty] | 10 bar | [7 empty] | 0.3 A |  |  |  |  | 4 W |  |  |  | 0.06 A | [11 empty] | D |  |  | 1.79 kg | 1.65 m³/h |  | 1 x 220-240 V | [15 empty] | 130 mm |  | 27 W |  |  | PN 10 | [8 empty] | Valumalm | Vesi |  | 9H | [10 empty] | 1 1/2 inch | [14 empty] | 0.004 m³ |  |  | 110 | Electronic | 983.2 kg/m³ |  | 84137030 | CE,VDE | 40 dm | 1.89 m | Composite |  |  |  | G |  |  |  |  | 60 °C | 2 .. 110 °C |  |  |  |  | 50 / 60 Hz | [6 empty] | 0 .. 55 °C
99199576 | ALPHA1 25-40 180 1X230V 50Hz 6H | Küte | 5 | 191.724 |  | Jah | Jah | ALPHA1 25-40 180 1X230V 50Hz 6H Ringluspump | Energiasäästlik, Grundfos, Küte, Tsirkulatsioonipump, Vaikne | 2.17 | 19.7 | 11.4 | 16.2 | alpha1-25-40-180-1x230v-50hz-6h | https://avfvouczlgbtrhtqgokx.supabase.co/storage/v1/object/public/products/images/99199576.jpg | https://avfvouczlgbtrhtqgokx.supabase.co/storage/v1/object/public/products/curves/99199576_curve.png | https://avfvouczlgbtrhtqgokx.supabase.co/storage/v1/object/public/products/drawings/99199576_drawing.png |  |  | 5 | ALPHA plug (Service kit instruction); LühijuhendidALPHA1, ALPHA2 L, Model A (International version) (Quick Guide); Paigaldus- ja kasutusjuhendidALPHA1 Model B (Installation and operating instructions); Paigaldus- ja kasutusjuhendidALPHA1 model D (Paigaldus- ja kasutusjuhend); Paigaldus- ja kasutusjuhendidGRUNDFOS ALPHA1 (Installation and operating instructions) | [6 empty] | N | 2.17 kg | [8 empty] | 0.20 |  |  | 4615326 |  |  |  |  | F |  | Autom. öörežiim N | [5 empty] | IPX4D | [16 empty] | 10 bar |  |  |  | 0.04 .. 0.18 A | [8 empty] | 3 W | [15 empty] | B |  |  | 2.01 kg | 1.5 m³/h |  | 1 x 230 V | [10 empty] | 180 mm | [6 empty] | 18 W |  |  | PN 10 | [8 empty] | Valumalm | Vesi |  | 6H | [8 empty] | PUUDUB |  | 1 1/2 inch | [14 empty] | 0.004 m³ |  |  | 110 | ELEC | 983.2 kg/m³ |  |  | CE,VDE | 40 dm | 2.01 m | Composite |  |  |  | G |  |  |  |  | 60 °C | 2 .. 110 °C |  |  |  |  | 50 / 60 Hz | [6 empty] | 0 .. 40 °C
93074166 | ALPHA1 25-40 180 220-240V 9H AB0 | Küte | 5 | 121.9011 |  | Jah | Jah | ALPHA1 25-40 180 220-240V 9H AB0 Ringluspump | Energiasäästlik, Grundfos, Küte, Tsirkulatsioonipump, Vaikne | 2 |  |  |  | alpha1-25-40-180-220-240v-9h-ab0 | https://avfvouczlgbtrhtqgokx.supabase.co/storage/v1/object/public/products/images/93074166.jpg | https://avfvouczlgbtrhtqgokx.supabase.co/storage/v1/object/public/products/curves/93074166_curve.png | https://avfvouczlgbtrhtqgokx.supabase.co/storage/v1/object/public/products/drawings/93074166_drawing.png |  |  | 5 | ALPHA plug (Service kit instruction); LühijuhendidALPHA1, ALPHA2 L, Model A (International version) (Quick Guide); Paigaldus- ja kasutusjuhendidALPHA1 Model B (Installation and operating instructions); Paigaldus- ja kasutusjuhendidALPHA1 model D (Paigaldus- ja kasutusjuhend); Paigaldus- ja kasutusjuhendidGRUNDFOS ALPHA1 (Installation and operating instructions) | [7 empty] | 2.14 kg | [8 empty] | 0.20 | [7 empty] | F | [7 empty] | IP44 | [16 empty] | 10 bar | [7 empty] | 0.3 A |  |  |  |  | 4 W |  |  |  | 0.06 A | [11 empty] | D |  |  | 1.95 kg | 1.65 m³/h |  | 1 x 220-240 V | [15 empty] | 180 mm |  | 27 W |  |  | PN 10 | [8 empty] | Valumalm | Vesi |  | 9H |  |  |  | RS | [6 empty] | 1 1/2 inch | [14 empty] | 0.004 m³ |  |  | 110 | Electronic | 983.2 kg/m³ |  | 84137030 | CE,VDE | 40 dm | 1.89 m | Composite |  |  |  | G |  |  |  |  | 60 °C | 2 .. 110 °C |  |  |  |  | 50 / 60 Hz | [6 empty] | 0 .. 55 °C
99199587 | ALPHA1 25-40 N 130 1x230V 50Hz 6H | Küte | 5 | 376.3669 |  | Jah | Jah | ALPHA1 25-40 N 130 1x230V 50Hz 6H Sooja tarbevee ringluspump | Energiasäästlik, Grundfos, Tarbevesi, Tsirkulatsioonipump, Vaikne | 2.2 | 19.7 | 11.4 | 16.2 | alpha1-25-40-n-130-1x230v-50hz-6h | https://avfvouczlgbtrhtqgokx.supabase.co/storage/v1/object/public/products/images/99199587.jpg | https://avfvouczlgbtrhtqgokx.supabase.co/storage/v1/object/public/products/curves/99199587_curve.png | https://avfvouczlgbtrhtqgokx.supabase.co/storage/v1/object/public/products/drawings/99199587_drawing.png |  |  | 3 | LühijuhendidALPHA1, ALPHA2 L, Model A (International version) (Quick Guide); Paigaldus- ja kasutusjuhendidALPHA1 Model B (Installation and operating instructions); Paigaldus- ja kasutusjuhendidGRUNDFOS ALPHA1 (Installation and operating instructions) | [6 empty] | N | 2.2 kg | [8 empty] | 0.20 | [7 empty] | F |  | Autom. öörežiim N | [5 empty] | IPX4D | [16 empty] | 10 bar |  |  |  | 0.04 .. 0.18 A | [8 empty] | 3 W | [15 empty] | B |  |  | 2.04 kg | 1.5 m³/h |  | 1 x 230 V |  |  |  | 9043131 | [11 empty] | 130 mm |  | 18 W |  |  | PN 10 | [8 empty] | Stainless steel | Vesi |  | 6H | [10 empty] | 1 1/2 inch | [14 empty] | 0.004 m³ |  |  | 110 | ELEC | 983.2 kg/m³ |  |  | CE,VDE | 40 dm | 2.01 m | Composite |  |  |  | G |  |  |  |  | 60 °C | 2 .. 110 °C |  |  |  |  | 50 / 60 Hz | [6 empty] | 0 .. 40 °C
99199591 | ALPHA1 25-40 N 180 1x230V 50Hz 6H | Küte | 5 | 376.3144 |  | Jah | Jah | ALPHA1 25-40 N 180 1x230V 50Hz 6H Sooja tarbevee ringluspump | Energiasäästlik, Grundfos, Tarbevesi, Tsirkulatsioonipump, Vaikne | 2.37 | 19.7 | 11.4 | 16.2 | alpha1-25-40-n-180-1x230v-50hz-6h | https://avfvouczlgbtrhtqgokx.supabase.co/storage/v1/object/public/products/images/99199591.jpg | https://avfvouczlgbtrhtqgokx.supabase.co/storage/v1/object/public/products/curves/99199591_curve.png | https://avfvouczlgbtrhtqgokx.supabase.co/storage/v1/object/public/products/drawings/99199591_drawing.png |  |  | 3 | LühijuhendidALPHA1, ALPHA2 L, Model A (International version) (Quick Guide); Paigaldus- ja kasutusjuhendidALPHA1 Model B (Installation and operating instructions); Paigaldus- ja kasutusjuhendidGRUNDFOS ALPHA1 (Installation and operating instructions) | [6 empty] | N | 2.37 kg | [8 empty] | 0.20 |  |  | 4615332 |  |  |  |  | F | [7 empty] | IPX4D | [16 empty] | 10 bar |  |  |  | 0.04 .. 0.18 A | [8 empty] | 3 W | [15 empty] | B |  |  | 2.21 kg | 1.5 m³/h |  | 1 x 230 V |  |  |  | 9043135 | [11 empty] | 180 mm |  | 18 W |  |  | PN 10 | [8 empty] | Stainless steel | Vesi |  | 6H | [10 empty] | 1 1/2 inch | [14 empty] | 0.004 m³ |  |  | 110 | ELEC | 983.2 kg/m³ |  |  | CE,VDE | 40 dm | 2.01 m | Composite |  |  |  | G |  |  |  |  | 60 °C | 2 .. 110 °C |  |  |  |  | 50 / 60 Hz | [6 empty] | 0 .. 40 °C
93074164 | ALPHA1 25-60 130 220-240V 9H AC0 | Küte | 5 | 138.9944 |  | Jah | Jah | ALPHA1 25-60 130 220-240V 9H AC0 Ringluspump | Energiasäästlik, Grundfos, Küte, Tsirkulatsioonipump, Vaikne | 2 |  |  |  | alpha1-25-60-130-220-240v-9h-ac0 | https://avfvouczlgbtrhtqgokx.supabase.co/storage/v1/object/public/products/images/93074164.jpg | https://avfvouczlgbtrhtqgokx.supabase.co/storage/v1/object/public/products/curves/93074164_curve.png | https://avfvouczlgbtrhtqgokx.supabase.co/storage/v1/object/public/products/drawings/93074164_drawing.png |  |  | 5 | ALPHA plug (Service kit instruction); LühijuhendidALPHA1, ALPHA2 L, Model A (International version) (Quick Guide); Paigaldus- ja kasutusjuhendidALPHA1 Model B (Installation and operating instructions); Paigaldus- ja kasutusjuhendidALPHA1 model D (Paigaldus- ja kasutusjuhend); Paigaldus- ja kasutusjuhendidGRUNDFOS ALPHA1 (Installation and operating instructions) | [7 empty] | 2.05 kg | [16 empty] | F | [7 empty] | IP44 | [16 empty] | 10 bar | [7 empty] | 0.45 A |  |  |  |  | 4 W |  |  |  | 0.06 A | [11 empty] | D |  |  | 1.87 kg | 2.28 m³/h |  | 1 x 220-240 V | [15 empty] | 130 mm |  | 45 W |  |  | PN 10 | [8 empty] | Valumalm | Vesi |  | 9H |  |  |  | RS | [6 empty] | 1 1/2 inch | [14 empty] | 0.004 m³ |  |  | 110 | Electronic | 983.2 kg/m³ |  | 84137030 | CE,VDE | 60 dm | 3.06 m | Composite |  |  |  | G |  |  |  |  | 60 °C | -10 .. 110 °C |  |  |  |  | 50 / 60 Hz | [6 empty] | 0 .. 55 °C
99199579 | ALPHA1 25-60 180 1X230V 50Hz 6H | Küte | 5 | 220.4579 |  | Jah | Jah | ALPHA1 25-60 180 1X230V 50Hz 6H Ringluspump | Energiasäästlik, Grundfos, Küte, Tsirkulatsioonipump, Vaikne | 2.17 | 19.7 | 11.4 | 16.2 | alpha1-25-60-180-1x230v-50hz-6h | https://avfvouczlgbtrhtqgokx.supabase.co/storage/v1/object/public/products/images/99199579.jpg | https://avfvouczlgbtrhtqgokx.supabase.co/storage/v1/object/public/products/curves/99199579_curve.png | https://avfvouczlgbtrhtqgokx.supabase.co/storage/v1/object/public/products/drawings/99199579_drawing.png |  |  | 5 | ALPHA plug (Service kit instruction); LühijuhendidALPHA1, ALPHA2 L, Model A (International version) (Quick Guide); Paigaldus- ja kasutusjuhendidALPHA1 Model B (Installation and operating instructions); Paigaldus- ja kasutusjuhendidALPHA1 model D (Paigaldus- ja kasutusjuhend); Paigaldus- ja kasutusjuhendidGRUNDFOS ALPHA1 (Installation and operating instructions) | [6 empty] | N | 2.17 kg | [8 empty] | 0.20 |  |  | 4615327 |  |  |  |  | F |  | Autom. öörežiim N | [5 empty] | IPX4D | [16 empty] | 10 bar |  |  |  | 0.04 .. 0.32 A | [8 empty] | 3 W | [15 empty] | B |  |  | 2.01 kg | 1.94 m³/h |  | 1 x 230 V |  |  |  | 9043124 | [6 empty] | 180 mm | [6 empty] | 34 W |  |  | PN 10 | [8 empty] | Valumalm | Vesi |  | 6H | [8 empty] | PUUDUB |  | 1 1/2 inch | [14 empty] | 0.004 m³ |  |  | 110 | ELEC | 983.2 kg/m³ |  |  | CE,VDE | 60 dm | 3.28 m | Composite |  |  |  | G |  |  |  |  | 60 °C | 2 .. 110 °C |  |  |  |  | 50 / 60 Hz | [6 empty] | 0 .. 40 °C
93074163 | ALPHA1 25-60 180 220-240V 9H AC0 | Küte | 5 | 138.9944 |  | Jah | Jah | ALPHA1 25-60 180 220-240V 9H AC0 Ringluspump | Energiasäästlik, Grundfos, Küte, Tsirkulatsioonipump, Vaikne | 2 |  |  |  | alpha1-25-60-180-220-240v-9h-ac0 | https://avfvouczlgbtrhtqgokx.supabase.co/storage/v1/object/public/products/images/93074163.jpg | https://avfvouczlgbtrhtqgokx.supabase.co/storage/v1/object/public/products/curves/93074163_curve.png | https://avfvouczlgbtrhtqgokx.supabase.co/storage/v1/object/public/products/drawings/93074163_drawing.png |  |  | 5 | ALPHA plug (Service kit instruction); LühijuhendidALPHA1, ALPHA2 L, Model A (International version) (Quick Guide); Paigaldus- ja kasutusjuhendidALPHA1 Model B (Installation and operating instructions); Paigaldus- ja kasutusjuhendidALPHA1 model D (Paigaldus- ja kasutusjuhend); Paigaldus- ja kasutusjuhendidGRUNDFOS ALPHA1 (Installation and operating instructions) | [7 empty] | 2.17 kg | [8 empty] | 0.20 | [7 empty] | F | [7 empty] | IP44 | [16 empty] | 10 bar | [7 empty] | 0.45 A |  |  |  |  | 4 W |  |  |  | 0.06 A | [11 empty] | D |  |  | 1.97 kg | 2.28 m³/h |  | 1 x 220-240 V | [15 empty] | 180 mm |  | 45 W |  |  | PN 10 | [8 empty] | Valumalm | Vesi |  | 9H |  |  |  | RS | [6 empty] | 1 1/2 inch | [14 empty] | 0.004 m³ |  |  | 110 | Electronic | 983.2 kg/m³ |  | 84137030 | CE,VDE | 60 dm | 3.06 m | Composite |  |  |  | G |  |  |  |  | 60 °C | -10 .. 110 °C |  |  |  |  | 50 / 60 Hz | [6 empty] | 0 .. 55 °C
99199589 | ALPHA1 25-60 N 130 1x230V 50Hz 6H | Esiletostetud | 5 | 432.7842 |  | Jah | Jah | ALPHA1 25-60 N 130 1x230V 50Hz 6H Sooja tarbevee ringluspump | Energiasäästlik, Grundfos, Tarbevesi, Tsirkulatsioonipump, Vaikne | 2.2 | 19.7 | 11.4 | 16.2 | alpha1-25-60-n-130-1x230v-50hz-6h | https://avfvouczlgbtrhtqgokx.supabase.co/storage/v1/object/public/products/images/99199589.jpg | https://avfvouczlgbtrhtqgokx.supabase.co/storage/v1/object/public/products/curves/99199589_curve.png | https://avfvouczlgbtrhtqgokx.supabase.co/storage/v1/object/public/products/drawings/99199589_drawing.png |  |  | 3 | LühijuhendidALPHA1, ALPHA2 L, Model A (International version) (Quick Guide); Paigaldus- ja kasutusjuhendidALPHA1 Model B (Installation and operating instructions); Paigaldus- ja kasutusjuhendidGRUNDFOS ALPHA1 (Installation and operating instructions) | [6 empty] | N | 2.2 kg | [8 empty] | 0.20 | [7 empty] | F |  | Autom. öörežiim N | [5 empty] | IPX4D | [16 empty] | 10 bar |  |  |  | 0.04 .. 0.32 A | [8 empty] | 3 W | [15 empty] | B |  |  | 2.04 kg | 1.94 m³/h |  | 1 x 230 V |  |  |  | 9043133 | [11 empty] | 130 mm |  | 34 W |  |  | PN 10 | [8 empty] | Stainless steel | Vesi |  | 6H | [10 empty] | 1 1/2 inch | [14 empty] | 0.004 m³ |  |  | 110 | ELEC | 983.2 kg/m³ |  |  | CE,VDE | 60 dm | 3.28 m | Composite |  |  |  | G |  |  |  |  | 60 °C | 0 .. 110 °C |  |  |  |  | 50 / 60 Hz | [6 empty] | 0 .. 40 °C
99199593 | ALPHA1 25-60 N 180 1x230V 50Hz 6H | Küte | 5 | 432.7842 |  | Jah | Jah | ALPHA1 25-60 N 180 1x230V 50Hz 6H Sooja tarbevee ringluspump | Energiasäästlik, Grundfos, Tarbevesi, Tsirkulatsioonipump, Vaikne | 2.37 | 19.7 | 11.4 | 16.2 | alpha1-25-60-n-180-1x230v-50hz-6h | https://avfvouczlgbtrhtqgokx.supabase.co/storage/v1/object/public/products/images/99199593.jpg | https://avfvouczlgbtrhtqgokx.supabase.co/storage/v1/object/public/products/curves/99199593_curve.png | https://avfvouczlgbtrhtqgokx.supabase.co/storage/v1/object/public/products/drawings/99199593_drawing.png |  |  | 3 | LühijuhendidALPHA1, ALPHA2 L, Model A (International version) (Quick Guide); Paigaldus- ja kasutusjuhendidALPHA1 Model B (Installation and operating instructions); Paigaldus- ja kasutusjuhendidGRUNDFOS ALPHA1 (Installation and operating instructions) | [6 empty] | N | 2.37 kg | [8 empty] | 0.20 |  |  | 4615333 |  |  |  |  | F |  | Autom. öörežiim N | [5 empty] | IPX4D | [16 empty] | 10 bar |  |  |  | 0.04 .. 0.32 A | [8 empty] | 3 W | [15 empty] | B |  |  | 2.21 kg | 1.94 m³/h |  | 1 x 230 V |  |  |  | 9043137 | [11 empty] | 180 mm |  | 34 W |  |  | PN 10 | [8 empty] | Stainless steel | Vesi |  | 6H | [10 empty] | 1 1/2 inch | [14 empty] | 0.004 m³ |  |  | 110 | ELEC | 983.2 kg/m³ |  |  | CE,VDE,EAC,RCM,SEPRO | 60 dm | 3.28 m | Composite |  |  |  | G |  |  |  |  | 60 °C | 0 .. 110 °C |  |  |  |  | 50 / 60 Hz | [6 empty] | 0 .. 40 °C
99199596 | ALPHA1 25-80 130 1x230V 50Hz 6H | Küte | 5 | 248.5404 |  | Jah | Jah | ALPHA1 25-80 130 1x230V 50Hz 6H Ringluspump | Energiasäästlik, Grundfos, Küte, Tsirkulatsioonipump, Vaikne | 2.04 | 19.7 | 11.4 | 16.2 | alpha1-25-80-130-1x230v-50hz-6h | https://avfvouczlgbtrhtqgokx.supabase.co/storage/v1/object/public/products/images/99199596.jpg | https://avfvouczlgbtrhtqgokx.supabase.co/storage/v1/object/public/products/curves/99199596_curve.png | https://avfvouczlgbtrhtqgokx.supabase.co/storage/v1/object/public/products/drawings/99199596_drawing.png |  |  | 5 | ALPHA plug (Service kit instruction); LühijuhendidALPHA1, ALPHA2 L, Model A (International version) (Quick Guide); Paigaldus- ja kasutusjuhendidALPHA1 Model B (Installation and operating instructions); Paigaldus- ja kasutusjuhendidALPHA1 model D (Paigaldus- ja kasutusjuhend); Paigaldus- ja kasutusjuhendidGRUNDFOS ALPHA1 (Installation and operating instructions) | [6 empty] | N | 2.04 kg | [16 empty] | F |  | Autom. öörežiim N | [5 empty] | IPX4D | [16 empty] | 10 bar |  |  |  | 0.04 .. 0.44 A | [8 empty] | 3 W | [15 empty] | B |  |  | 1.89 kg | 2.14 m³/h |  | 1 x 230 V | [10 empty] | 130 mm | [6 empty] | 50 W |  |  | PN 10 | [8 empty] | Valumalm | Vesi |  | 6H |  |  |  | DK |  |  |  |  | PUUDUB |  | 1 1/2 inch | [14 empty] | 0.004 m³ |  |  | 110 | ELEC | 983.2 kg/m³ |  | 84137030 | CE,VDE | 80 dm | 4.76 m | Composite |  |  |  | G |  |  |  |  | 60 °C | 2 .. 110 °C |  |  |  |  | 50 / 60 Hz | [6 empty] | 0 .. 40 °C
93074176 | ALPHA1 25-80 130 220-240V 9H AC0 | Küte | 5 | 150.0257 |  | Jah | Jah | ALPHA1 25-80 130 220-240V 9H AC0 Ringluspump | Energiasäästlik, Grundfos, Küte, Tsirkulatsioonipump, Vaikne | 2 |  |  |  | alpha1-25-80-130-220-240v-9h-ac0 | https://avfvouczlgbtrhtqgokx.supabase.co/storage/v1/object/public/products/images/93074176.jpg | https://avfvouczlgbtrhtqgokx.supabase.co/storage/v1/object/public/products/curves/93074176_curve.png | https://avfvouczlgbtrhtqgokx.supabase.co/storage/v1/object/public/products/drawings/93074176_drawing.png |  |  | 5 | ALPHA plug (Service kit instruction); LühijuhendidALPHA1, ALPHA2 L, Model A (International version) (Quick Guide); Paigaldus- ja kasutusjuhendidALPHA1 Model B (Installation and operating instructions); Paigaldus- ja kasutusjuhendidALPHA1 model D (Paigaldus- ja kasutusjuhend); Paigaldus- ja kasutusjuhendidGRUNDFOS ALPHA1 (Installation and operating instructions) | [7 empty] | 2.06 kg | [16 empty] | F | [7 empty] | IP44 | [24 empty] | 0.6 A |  |  |  |  | 4 W |  |  |  | 0.06 A | [11 empty] | D |  |  | 1.86 kg | 2.43 m³/h |  | 1 x 220-240 V | [15 empty] | 130 mm |  | 60 W |  |  | PN 10 | [8 empty] | Valumalm | Vesi |  | 9H |  |  |  | RS | [6 empty] | 1 1/2 inch | [14 empty] | 0.004 m³ |  |  | 110 | Electronic | 983.2 kg/m³ |  | 84137030 | CE,VDE | 80 dm | 3.76 m | Composite |  |  |  | G |  |  |  |  | 60 °C | -10 .. 110 °C |  |  |  |  | 50 / 60 Hz | [6 empty] | 0 .. 55 °C
99199577 | ALPHA1 25-80 180 1x230V 50Hz 6H | Küte | 5 | 265.1084 |  | Jah | Jah | ALPHA1 25-80 180 1x230V 50Hz 6H Ringluspump | Energiasäästlik, Grundfos, Küte, Tsirkulatsioonipump, Vaikne | 2.17 | 19.7 | 11.4 | 16.2 | alpha1-25-80-180-1x230v-50hz-6h | https://avfvouczlgbtrhtqgokx.supabase.co/storage/v1/object/public/products/images/99199577.jpg | https://avfvouczlgbtrhtqgokx.supabase.co/storage/v1/object/public/products/curves/99199577_curve.png | https://avfvouczlgbtrhtqgokx.supabase.co/storage/v1/object/public/products/drawings/99199577_drawing.png |  |  | 5 | ALPHA plug (Service kit instruction); LühijuhendidALPHA1, ALPHA2 L, Model A (International version) (Quick Guide); Paigaldus- ja kasutusjuhendidALPHA1 Model B (Installation and operating instructions); Paigaldus- ja kasutusjuhendidALPHA1 model D (Paigaldus- ja kasutusjuhend); Paigaldus- ja kasutusjuhendidGRUNDFOS ALPHA1 (Installation and operating instructions) | [6 empty] | N | 2.17 kg | [11 empty] | 4615328 |  |  |  |  | F |  | Autom. öörežiim N | [5 empty] | IPX4D | [16 empty] | 10 bar |  |  |  | 0.04 .. 0.44 A | [8 empty] | 3 W | [15 empty] | B |  |  | 2.01 kg | 2.14 m³/h |  | 1 x 230 V | [10 empty] | 180 mm | [6 empty] | 50 W |  |  | PN 10 | [8 empty] | Valumalm | Vesi |  | 6H |  |  |  | DK |  |  |  |  | PUUDUB |  | 1 1/2 inch | [14 empty] | 0.004 m³ |  |  | 110 | ELEC | 983.2 kg/m³ |  | 84137030 | CE,VDE | 80 dm | 2.01 m | Composite |  |  |  | G |  |  |  |  | 60 °C | 2 .. 110 °C |  |  |  |  | 50 / 60 Hz | [6 empty] | 0 .. 40 °C
93074177 | ALPHA1 25-80 180 220-240V 9H AC0 | Küte | 5 | 147.2731 |  | Jah | Jah | ALPHA1 25-80 180 220-240V 9H AC0 Ringluspump | Energiasäästlik, Grundfos, Küte, Tsirkulatsioonipump, Vaikne | 2 |  |  |  | alpha1-25-80-180-220-240v-9h-ac0 | https://avfvouczlgbtrhtqgokx.supabase.co/storage/v1/object/public/products/images/93074177.jpg | https://avfvouczlgbtrhtqgokx.supabase.co/storage/v1/object/public/products/curves/93074177_curve.png | https://avfvouczlgbtrhtqgokx.supabase.co/storage/v1/object/public/products/drawings/93074177_drawing.png |  |  | 5 | ALPHA plug (Service kit instruction); LühijuhendidALPHA1, ALPHA2 L, Model A (International version) (Quick Guide); Paigaldus- ja kasutusjuhendidALPHA1 Model B (Installation and operating instructions); Paigaldus- ja kasutusjuhendidALPHA1 model D (Paigaldus- ja kasutusjuhend); Paigaldus- ja kasutusjuhendidGRUNDFOS ALPHA1 (Installation and operating instructions) | [7 empty] | 2.17 kg | [8 empty] | 0.20 | [7 empty] | F | [7 empty] | IP44 | [24 empty] | 0.6 A |  |  |  |  | 4 W |  |  |  | 0.06 A | [11 empty] | D |  |  | 1.97 kg | 2.43 m³/h |  | 1 x 220-240 V | [15 empty] | 180 mm |  | 60 W |  |  | PN 10 | [8 empty] | Valumalm | Vesi |  | 9H |  |  |  | RS | [6 empty] | 1 1/2 inch | [14 empty] | 0.004 m³ |  |  | 110 | Electronic | 983.2 kg/m³ |  | 84137030 | CE,VDE | 80 dm | 3.76 m | Composite |  |  |  | G |  |  |  |  | 60 °C | -10 .. 110 °C |  |  |  |  | 50 / 60 Hz | [6 empty] | 0 .. 55 °C
99199590 | ALPHA1 25-80 N 130 1x230V 50Hz 6H | Küte | 5 | 487.9512 |  | Jah | Jah | ALPHA1 25-80 N 130 1x230V 50Hz 6H Sooja tarbevee ringluspump | Energiasäästlik, Grundfos, Tarbevesi, Tsirkulatsioonipump, Vaikne | 2.2 | 19.7 | 11.4 | 16.2 | alpha1-25-80-n-130-1x230v-50hz-6h | https://avfvouczlgbtrhtqgokx.supabase.co/storage/v1/object/public/products/images/99199590.jpg | https://avfvouczlgbtrhtqgokx.supabase.co/storage/v1/object/public/products/curves/99199590_curve.png | https://avfvouczlgbtrhtqgokx.supabase.co/storage/v1/object/public/products/drawings/99199590_drawing.png |  |  | 3 | LühijuhendidALPHA1, ALPHA2 L, Model A (International version) (Quick Guide); Paigaldus- ja kasutusjuhendidALPHA1 Model B (Installation and operating instructions); Paigaldus- ja kasutusjuhendidGRUNDFOS ALPHA1 (Installation and operating instructions) | [6 empty] | N | 2.2 kg | [8 empty] | 0.20 | [7 empty] | F |  | Autom. öörežiim N | [5 empty] | IPX4D | [16 empty] | 10 bar |  |  |  | 0.04 .. 0.44 A | [8 empty] | 3 W | [15 empty] | B |  |  | 2.04 kg | 1.5 m³/h |  | 1 x 230 V |  |  |  | 9043134 | [11 empty] | 130 mm |  | 50 W |  |  | PN 10 | [8 empty] | Stainless steel | Vesi |  | 6H | [10 empty] | 1 1/2 inch | [14 empty] | 0.004 m³ |  |  | 110 | ELEC | 983.2 kg/m³ |  |  | CE,VDE | 80 dm | 2.01 m | Composite |  |  |  | G |  |  |  |  | 60 °C | 2 .. 110 °C |  |  |  |  | 50 / 60 Hz | [6 empty] | 0 .. 40 °C
99199594 | ALPHA1 25-80 N 180 1x230V 50Hz 6H | Küte | 5 | 487.9512 |  | Jah | Jah | ALPHA1 25-80 N 180 1x230V 50Hz 6H Sooja tarbevee ringluspump | Energiasäästlik, Grundfos, Tarbevesi, Tsirkulatsioonipump, Vaikne | 2.37 | 19.7 | 11.4 | 16.2 | alpha1-25-80-n-180-1x230v-50hz-6h | https://avfvouczlgbtrhtqgokx.supabase.co/storage/v1/object/public/products/images/99199594.jpg | https://avfvouczlgbtrhtqgokx.supabase.co/storage/v1/object/public/products/curves/99199594_curve.png | https://avfvouczlgbtrhtqgokx.supabase.co/storage/v1/object/public/products/drawings/99199594_drawing.png |  |  | 3 | LühijuhendidALPHA1, ALPHA2 L, Model A (International version) (Quick Guide); Paigaldus- ja kasutusjuhendidALPHA1 Model B (Installation and operating instructions); Paigaldus- ja kasutusjuhendidGRUNDFOS ALPHA1 (Installation and operating instructions) | [6 empty] | N | 2.37 kg | [11 empty] | 4615334 |  |  |  |  | F |  | Autom. öörežiim N | [5 empty] | IPX4D | [16 empty] | 10 bar |  |  |  | 0.04 .. 0.44 A | [8 empty] | 3 W | [15 empty] | B |  |  | 2.21 kg | 1.94 m³/h |  | 1 x 230 V |  |  |  | 9043138 | [11 empty] | 180 mm |  | 50 W |  |  | PN 10 | [8 empty] | Stainless steel | Vesi |  | 6H | [10 empty] | 1 1/2 inch | [14 empty] | 0.004 m³ |  |  | 110 | ELEC | 983.2 kg/m³ |  |  | CE,VDE,EAC,RCM,SEPRO | 80 dm | 3.28 m | Composite |  |  |  | G |  |  |  |  | 60 °C | 0 .. 110 °C |  |  |  |  | 50 / 60 Hz | [6 empty] | 0 .. 40 °C
93074165 | ALPHA1 32-40 180 220-240V 9H AB0 | Küte | 5 | 134.0355 |  | Jah | Jah | ALPHA1 32-40 180 220-240V 9H AB0 Ringluspump | Energiasäästlik, Grundfos, Küte, Tsirkulatsioonipump, Vaikne | 2 |  |  |  | alpha1-32-40-180-220-240v-9h-ab0 | https://avfvouczlgbtrhtqgokx.supabase.co/storage/v1/object/public/products/images/93074165.jpg | https://avfvouczlgbtrhtqgokx.supabase.co/storage/v1/object/public/products/curves/93074165_curve.png | https://avfvouczlgbtrhtqgokx.supabase.co/storage/v1/object/public/products/drawings/93074165_drawing.png |  |  | 5 | ALPHA plug (Service kit instruction); LühijuhendidALPHA1, ALPHA2 L, Model A (International version) (Quick Guide); Paigaldus- ja kasutusjuhendidALPHA1 Model B (Installation and operating instructions); Paigaldus- ja kasutusjuhendidALPHA1 model D (Paigaldus- ja kasutusjuhend); Paigaldus- ja kasutusjuhendidGRUNDFOS ALPHA1 (Installation and operating instructions) | [7 empty] | 2.2 kg | [16 empty] | F | [7 empty] | IP44 | [16 empty] | 10 bar | [7 empty] | 0.3 A |  |  |  |  | 4 W |  |  |  | 0.06 A | [11 empty] | D |  |  | 2.02 kg | 1.65 m³/h |  | 1 x 220-240 V | [15 empty] | 180 mm |  | 27 W |  |  | PN 10 | [8 empty] | Valumalm | Vesi |  | 9H |  |  |  | RS | [6 empty] | 2 inch | [14 empty] | 0.004 m³ |  |  | 110 | Electronic | 983.2 kg/m³ |  | 84137030 | CE,VDE | 40 dm | 1.89 m | Composite |  |  |  | G |  |  |  |  | 60 °C | 2 .. 110 °C |  |  |  |  | 50 / 60 Hz | [6 empty] | 0 .. 55 °C
93074162 | ALPHA1 32-60 180 220-240V 9H AC0 | Küte | 5 | 154.4382 |  | Jah | Jah | ALPHA1 32-60 180 220-240V 9H AC0 Ringluspump | Energiasäästlik, Grundfos, Küte, Tsirkulatsioonipump, Vaikne | 2 |  |  |  | alpha1-32-60-180-220-240v-9h-ac0 | https://avfvouczlgbtrhtqgokx.supabase.co/storage/v1/object/public/products/images/93074162.jpg | https://avfvouczlgbtrhtqgokx.supabase.co/storage/v1/object/public/products/curves/93074162_curve.png | https://avfvouczlgbtrhtqgokx.supabase.co/storage/v1/object/public/products/drawings/93074162_drawing.png |  |  | 5 | ALPHA plug (Service kit instruction); LühijuhendidALPHA1, ALPHA2 L, Model A (International version) (Quick Guide); Paigaldus- ja kasutusjuhendidALPHA1 Model B (Installation and operating instructions); Paigaldus- ja kasutusjuhendidALPHA1 model D (Paigaldus- ja kasutusjuhend); Paigaldus- ja kasutusjuhendidGRUNDFOS ALPHA1 (Installation and operating instructions) | [7 empty] | 2.3 kg | [16 empty] | F | [7 empty] | IP44 | [16 empty] | 10 bar | [7 empty] | 0.45 A |  |  |  |  | 4 W |  |  |  | 0.06 A | [11 empty] | D |  |  | 2.1 kg | 2.28 m³/h |  | 1 x 220-240 V | [15 empty] | 180 mm |  | 45 W |  |  | PN 10 | [8 empty] | Valumalm | Vesi |  | 9H |  |  |  | RS | [6 empty] | 2 inch | [14 empty] | 0.004 m³ |  |  | 110 | Electronic | 983.2 kg/m³ |  | 84137030 | CE,VDE | 60 dm | 3.06 m | Composite |  |  |  | G |  |  |  |  | 60 °C | -10 .. 110 °C |  |  |  |  | 50 / 60 Hz | [6 empty] | 0 .. 55 °C
99199597 | ALPHA1 32-80 180 1x230V 50Hz 6H | Küte | 5 | 266.8524 |  | Jah | Jah | ALPHA1 32-80 180 1x230V 50Hz 6H Ringluspump | Energiasäästlik, Grundfos, Küte, Tsirkulatsioonipump, Vaikne | 2.37 | 19.7 | 11.4 | 16.2 | alpha1-32-80-180-1x230v-50hz-6h | https://avfvouczlgbtrhtqgokx.supabase.co/storage/v1/object/public/products/images/99199597.jpg | https://avfvouczlgbtrhtqgokx.supabase.co/storage/v1/object/public/products/curves/99199597_curve.png | https://avfvouczlgbtrhtqgokx.supabase.co/storage/v1/object/public/products/drawings/99199597_drawing.png |  |  | 5 | ALPHA plug (Service kit instruction); LühijuhendidALPHA1, ALPHA2 L, Model A (International version) (Quick Guide); Paigaldus- ja kasutusjuhendidALPHA1 Model B (Installation and operating instructions); Paigaldus- ja kasutusjuhendidALPHA1 model D (Paigaldus- ja kasutusjuhend); Paigaldus- ja kasutusjuhendidGRUNDFOS ALPHA1 (Installation and operating instructions) | [6 empty] | N | 2.37 kg | [11 empty] | 4615331 |  |  |  |  | F |  | Autom. öörežiim N | [5 empty] | IPX4D | [16 empty] | 10 bar |  |  |  | 0.04 .. 0.44 A | [8 empty] | 3 W | [15 empty] | B |  |  | 2.21 kg | 2.14 m³/h |  | 1 x 230 V | [10 empty] | 180 mm | [6 empty] | 50 W |  |  | PN 10 | [8 empty] | Valumalm | Vesi |  | 6H |  |  |  | DK |  |  |  |  | PUUDUB |  | 2 inch | [14 empty] | 0.004 m³ |  |  | 110 | ELEC | 983.2 kg/m³ |  | 84137030 | CE,VDE | 80 dm | 4.76 m | Composite |  |  |  | G |  |  |  |  | 60 °C | 2 .. 110 °C |  |  |  |  | 50 / 60 Hz | [6 empty] | 0 .. 40 °C
93074174 | ALPHA1 32-80 180 220-240V 9H AC0 | Esiletostetud | 5 | 205.739 |  | Jah | Jah | ALPHA1 32-80 180 220-240V 9H AC0 Ringluspump | Energiasäästlik, Grundfos, Küte, Tsirkulatsioonipump, Vaikne | 2 |  |  |  | alpha1-32-80-180-220-240v-9h-ac0 | https://avfvouczlgbtrhtqgokx.supabase.co/storage/v1/object/public/products/images/93074174.jpg | https://avfvouczlgbtrhtqgokx.supabase.co/storage/v1/object/public/products/curves/93074174_curve.png | https://avfvouczlgbtrhtqgokx.supabase.co/storage/v1/object/public/products/drawings/93074174_drawing.png |  |  | 5 | ALPHA plug (Service kit instruction); LühijuhendidALPHA1, ALPHA2 L, Model A (International version) (Quick Guide); Paigaldus- ja kasutusjuhendidALPHA1 Model B (Installation and operating instructions); Paigaldus- ja kasutusjuhendidALPHA1 model D (Paigaldus- ja kasutusjuhend); Paigaldus- ja kasutusjuhendidGRUNDFOS ALPHA1 (Installation and operating instructions) | [7 empty] | 2.3 kg | [8 empty] | 0.20 | [7 empty] | F | [7 empty] | IP44 | [24 empty] | 0.6 A |  |  |  |  | 4 W |  |  |  | 0.06 A | [11 empty] | D |  |  | 2.1 kg | 2.43 m³/h |  | 1 x 220-240 V | [15 empty] | 180 mm |  | 60 W |  |  | PN 10 | [8 empty] | Valumalm | Vesi |  | 9H |  |  |  | RS | [6 empty] | 2 inch | [14 empty] | 0.004 m³ |  |  | 110 | Electronic | 983.2 kg/m³ |  | 84137030 | CE,VDE | 80 dm | 3.76 m | Composite |  |  |  | G |  |  |  |  | 60 °C | -10 .. 110 °C |  |  |  |  | 50 / 60 Hz | [6 empty] | 0 .. 55 °C
93074188 | ALPHA1 GO 15-40 130 220-240V 9H AB0 | Küte | 5 | 187.0908 |  | Jah | Jah | ALPHA1 GO 15-40 130 220-240V 9H AB0 Ringluspump | Energiasäästlik, GO APP, Grundfos, Küte, Tsirkulatsioonipump, Vaikne | 2 |  |  |  | alpha1-go-15-40-130-220-240v-9h-ab0 | https://avfvouczlgbtrhtqgokx.supabase.co/storage/v1/object/public/products/images/93074188.jpg | https://avfvouczlgbtrhtqgokx.supabase.co/storage/v1/object/public/products/curves/93074188_curve.png | https://avfvouczlgbtrhtqgokx.supabase.co/storage/v1/object/public/products/drawings/93074188_drawing.png |  |  | 1 | Paigaldus- ja kasutusjuhendidALPHA1 GO (Paigaldus- ja kasutusjuhend) | [7 empty] | 1.85 kg | [16 empty] | F |  | Sagedusmuundur Built-in | [5 empty] | IP44 | [24 empty] | 0.3 A | [8 empty] | 0.06 A | [11 empty] | A |  |  | 1.66 kg | 1.65 m³/h |  | 1 x 220-240 V |  |  |  | 1392466 |  |  | 27 W | 4 W |  |  |  |  | ISO 228-1 |  |  | 130 mm |  |  |  |  | PN 10 | [8 empty] | Valumalm | Vesi |  | 9H |  |  |  | RS |  |  | Built-in |  |  |  | 1 inch | [14 empty] | 0.004 m³ |  |  | 110 | Electronic | 998.2 kg/m³ |  | 84137030 | CE,VDE | 40 dm | 1.89 m | Composite |  |  |  | G |  |  |  |  | 20 °C | 2 .. 110 °C |  |  |  |  | 50 / 60 Hz | [6 empty] | 0 .. 55 °C
93074173 | ALPHA1 GO 15-60 130 220-240V 9H AC0 | Küte | 5 | 215.1629 |  | Jah | Jah | ALPHA1 GO 15-60 130 220-240V 9H AC0 Ringluspump | Energiasäästlik, GO APP, Grundfos, Küte, Tsirkulatsioonipump, Vaikne | 1 |  |  |  | alpha1-go-15-60-130-220-240v-9h-ac0 | https://avfvouczlgbtrhtqgokx.supabase.co/storage/v1/object/public/products/images/93074173.jpg | https://avfvouczlgbtrhtqgokx.supabase.co/storage/v1/object/public/products/curves/93074173_curve.png | https://avfvouczlgbtrhtqgokx.supabase.co/storage/v1/object/public/products/drawings/93074173_drawing.png |  |  | 1 | Paigaldus- ja kasutusjuhendidALPHA1 GO (Paigaldus- ja kasutusjuhend) | [7 empty] | 1.92 kg | [8 empty] | 0.20 | [7 empty] | F |  | Sagedusmuundur Built-in | [5 empty] | IP44 | [24 empty] | 0.45 A | [8 empty] | 0.06 A | [11 empty] | A |  |  | 1.74 kg | 2.28 m³/h |  | 1 x 220-240 V |  |  |  | 1392462 |  |  | 45 W | 4 W |  |  |  |  | ISO 228-1 |  |  | 130 mm |  |  |  |  | PN 10 | [8 empty] | Valumalm | Vesi |  | 9H |  |  |  | RS |  |  | Built-in |  |  |  | 1 inch | [14 empty] | 0.004 m³ |  |  | 110 | Electronic | 998.2 kg/m³ |  | 84137030 | CE,VDE | 60 dm | 3.06 m | Composite |  |  |  | G |  |  |  |  | 20 °C | -10 .. 110 °C |  |  |  |  | 50 / 60 Hz | [6 empty] | 0 .. 55 °C
93074182 | ALPHA1 GO 15-80 130 220-240V 9H AC0 | Küte | 5 | 236.6266 |  | Jah | Jah | ALPHA1 GO 15-80 130 220-240V 9H AC0 Ringluspump | Energiasäästlik, GO APP, Grundfos, Küte, Tsirkulatsioonipump, Vaikne | 2 |  |  |  | alpha1-go-15-80-130-220-240v-9h-ac0 | https://avfvouczlgbtrhtqgokx.supabase.co/storage/v1/object/public/products/images/93074182.jpg | https://avfvouczlgbtrhtqgokx.supabase.co/storage/v1/object/public/products/curves/93074182_curve.png | https://avfvouczlgbtrhtqgokx.supabase.co/storage/v1/object/public/products/drawings/93074182_drawing.png |  |  | 1 | Paigaldus- ja kasutusjuhendidALPHA1 GO (Paigaldus- ja kasutusjuhend) | [7 empty] | 1.88 kg | [16 empty] | F |  | Sagedusmuundur Built-in | [5 empty] | IP44 | [16 empty] | 10 bar | [7 empty] | 0.6 A | [8 empty] | 0.06 A | [11 empty] | A |  |  | 1.69 kg | 2.43 m³/h |  | 1 x 220-240 V |  |  |  | 1392458 |  |  | 60 W | 4 W |  |  |  |  | ISO 228-1 |  |  | 130 mm |  |  |  |  | PN 10 | [8 empty] | Valumalm | Vesi |  | 9H |  |  |  | RS |  |  | Built-in |  |  |  | 1 inch | [14 empty] | 0.004 m³ |  |  | 110 | Electronic | 998.2 kg/m³ |  | 84137030 | CE,VDE | 80 dm | 3.76 m | Composite |  |  |  | G |  |  |  |  | 20 °C | -10 .. 110 °C |  |  |  |  | 50 / 60 Hz | [6 empty] | 0 .. 55 °C
93074187 | ALPHA1 GO 20-40 130 220-240V 9H AB0 | Küte | 5 | 187.0908 |  | Jah | Jah | ALPHA1 GO 20-40 130 220-240V 9H AB0 Ringluspump | Energiasäästlik, GO APP, Grundfos, Küte, Tsirkulatsioonipump, Vaikne | 2 |  |  |  | alpha1-go-20-40-130-220-240v-9h-ab0 | https://avfvouczlgbtrhtqgokx.supabase.co/storage/v1/object/public/products/images/93074187.jpg | https://avfvouczlgbtrhtqgokx.supabase.co/storage/v1/object/public/products/curves/93074187_curve.png | https://avfvouczlgbtrhtqgokx.supabase.co/storage/v1/object/public/products/drawings/93074187_drawing.png |  |  | 1 | Paigaldus- ja kasutusjuhendidALPHA1 GO (Paigaldus- ja kasutusjuhend) | [7 empty] | 1.84 kg | [8 empty] | 0.20 | [7 empty] | F |  | Sagedusmuundur Built-in | [5 empty] | IP44 | [24 empty] | 0.3 A | [8 empty] | 0.06 A | [11 empty] | A |  |  | 1.66 kg | 1.65 m³/h |  | 1 x 220-240 V | [6 empty] | 27 W | 4 W |  |  |  |  | ISO 228-1 |  |  | 130 mm |  |  |  |  | PN 10 | [8 empty] | Valumalm | Vesi |  | 9H |  |  |  | RS |  |  | Built-in |  |  |  | 1 1/4 inch | [14 empty] | 0.004 m³ |  |  | 110 | Electronic | 998.2 kg/m³ |  | 84137030 | CE,VDE | 40 dm | 1.89 m | Composite |  |  |  | G |  |  |  |  | 20 °C | 2 .. 110 °C |  |  |  |  | 50 / 60 Hz | [6 empty] | 0 .. 55 °C
93074181 | ALPHA1 GO 20-60 130 220-240V 9H AC0 | Küte | 5 | 215.1629 |  | Jah | Jah | ALPHA1 GO 20-60 130 220-240V 9H AC0 Ringluspump | Energiasäästlik, GO APP, Grundfos, Küte, Tsirkulatsioonipump, Vaikne | 1 |  |  |  | alpha1-go-20-60-130-220-240v-9h-ac0 | https://avfvouczlgbtrhtqgokx.supabase.co/storage/v1/object/public/products/images/93074181.jpg | https://avfvouczlgbtrhtqgokx.supabase.co/storage/v1/object/public/products/curves/93074181_curve.png | https://avfvouczlgbtrhtqgokx.supabase.co/storage/v1/object/public/products/drawings/93074181_drawing.png |  |  | 1 | Paigaldus- ja kasutusjuhendidALPHA1 GO (Paigaldus- ja kasutusjuhend) | [7 empty] | 2.01 kg | [8 empty] | 0.20 | [7 empty] | F |  | Sagedusmuundur Built-in | [5 empty] | IP44 | [24 empty] | 0.45 A | [8 empty] | 0.06 A | [11 empty] | A |  |  | 1.82 kg | 2.28 m³/h |  | 1 x 220-240 V | [6 empty] | 45 W | 4 W |  |  |  |  | ISO 228-1 |  |  | 130 mm |  |  |  |  | PN 10 | [8 empty] | Valumalm | Vesi |  | 9H |  |  |  | RS |  |  | Built-in |  |  |  | 1 1/4 inch | [14 empty] | 0.004 m³ |  |  | 110 | Electronic | 998.2 kg/m³ |  | 84137030 | CE,VDE | 60 dm | 3.06 m | Composite |  |  |  | G |  |  |  |  | 20 °C | -10 .. 110 °C |  |  |  |  | 50 / 60 Hz | [6 empty] | 0 .. 55 °C
93074186 | ALPHA1 GO 25-40 130 220-240V 9H AB0 | Küte | 5 | 170.0501 |  | Jah | Jah | ALPHA1 GO 25-40 130 220-240V 9H AB0 Ringluspump | Energiasäästlik, GO APP, Grundfos, Küte, Tsirkulatsioonipump, Vaikne | 1 |  |  |  | alpha1-go-25-40-130-220-240v-9h-ab0 | https://avfvouczlgbtrhtqgokx.supabase.co/storage/v1/object/public/products/images/93074186.jpg | https://avfvouczlgbtrhtqgokx.supabase.co/storage/v1/object/public/products/curves/93074186_curve.png | https://avfvouczlgbtrhtqgokx.supabase.co/storage/v1/object/public/products/drawings/93074186_drawing.png |  |  | 1 | Paigaldus- ja kasutusjuhendidALPHA1 GO (Paigaldus- ja kasutusjuhend) | [7 empty] | 2 kg | [8 empty] | 0.20 | [7 empty] | F |  | Sagedusmuundur Built-in | [5 empty] | IP44 | [16 empty] | 10 bar | [7 empty] | 0.3 A | [8 empty] | 0.06 A | [11 empty] | A |  |  | 1.82 kg | 1.65 m³/h |  | 1 x 220-240 V |  |  |  | 1392465 |  |  | 27 W | 4 W |  |  |  |  | ISO 228-1 |  |  | 130 mm |  |  |  |  | PN 10 | [8 empty] | Valumalm | Vesi |  | 9H |  |  |  | RS |  |  | Built-in |  |  |  | 1 1/2 inch | [14 empty] | 0.004 m³ |  |  | 110 | Electronic | 998.2 kg/m³ |  | 84137030 | CE,VDE | 40 dm | 1.89 m | Composite |  |  |  | G |  |  |  |  | 20 °C | 2 .. 110 °C |  |  |  |  | 50 / 60 Hz | [6 empty] | 0 .. 55 °C
93074185 | ALPHA1 GO 25-40 180 220-240V 9H AB0 | Küte | 5 | 170.0501 |  | Jah | Jah | ALPHA1 GO 25-40 180 220-240V 9H AB0 Ringluspump | Energiasäästlik, GO APP, Grundfos, Küte, Tsirkulatsioonipump, Vaikne | 2 |  |  |  | alpha1-go-25-40-180-220-240v-9h-ab0 | https://avfvouczlgbtrhtqgokx.supabase.co/storage/v1/object/public/products/images/93074185.jpg | https://avfvouczlgbtrhtqgokx.supabase.co/storage/v1/object/public/products/curves/93074185_curve.png | https://avfvouczlgbtrhtqgokx.supabase.co/storage/v1/object/public/products/drawings/93074185_drawing.png |  |  | 1 | Paigaldus- ja kasutusjuhendidALPHA1 GO (Paigaldus- ja kasutusjuhend) | [7 empty] | 2.11 kg | [8 empty] | 0.20 | [7 empty] | F |  | Sagedusmuundur Built-in | [5 empty] | IP44 | [24 empty] | 0.3 A | [8 empty] | 0.06 A | [11 empty] | A |  |  | 1.92 kg | 1.65 m³/h | [5 empty] | 1392464 |  |  | 27 W | 4 W |  |  |  |  | ISO 228-1 |  |  | 180 mm |  |  |  |  | PN 10 | [8 empty] | Valumalm | Vesi |  | 9H |  |  |  | RS |  |  | Built-in |  |  |  | 1 1/2 inch | [14 empty] | 0.004 m³ |  |  | 110 | Electronic | 998.2 kg/m³ |  | 84137030 | CE,VDE | 40 dm | 1.89 m | Composite |  |  |  | G |  |  |  |  | 20 °C | 2 .. 110 °C |  |  |  |  | 50 / 60 Hz | [6 empty] | 0 .. 55 °C
93074171 | ALPHA1 GO 25-60 130 220-240V 9H AC0 | Küte | 5 | 195.5902 |  | Jah | Jah | ALPHA1 GO 25-60 130 220-240V 9H AC0 Ringluspump | Energiasäästlik, GO APP, Grundfos, Küte, Tsirkulatsioonipump, Vaikne | 1 |  |  |  | alpha1-go-25-60-130-220-240v-9h-ac0 | https://avfvouczlgbtrhtqgokx.supabase.co/storage/v1/object/public/products/images/93074171.jpg | https://avfvouczlgbtrhtqgokx.supabase.co/storage/v1/object/public/products/curves/93074171_curve.png | https://avfvouczlgbtrhtqgokx.supabase.co/storage/v1/object/public/products/drawings/93074171_drawing.png |  |  | 1 | Paigaldus- ja kasutusjuhendidALPHA1 GO (Paigaldus- ja kasutusjuhend) | [7 empty] | 2.06 kg | [8 empty] | 0.20 | [7 empty] | F |  | Sagedusmuundur Built-in | [5 empty] | IP44 | [16 empty] | 10 bar | [7 empty] | 0.45 A | [8 empty] | 0.06 A | [11 empty] | A |  |  | 1.86 kg | 2.28 m³/h |  | 1 x 220-240 V |  |  |  | 1392461 |  |  | 45 W | 4 W |  |  |  |  | ISO 228-1 |  |  | 130 mm |  |  |  |  | PN 10 | [8 empty] | Valumalm | Vesi |  | 9H |  |  |  | RS |  |  | Built-in |  |  |  | 1 1/2 inch | [14 empty] | 0.004 m³ |  |  | 110 | Electronic | 998.2 kg/m³ |  | 84137030 | CE,VDE | 60 dm | 3.06 m | Composite |  |  |  | G |  |  |  |  | 20 °C | -10 .. 110 °C |  |  |  |  | 50 / 60 Hz | [6 empty] | 0 .. 55 °C
93074169 | ALPHA1 GO 25-60 180 220-240V 9H AC0 | Küte | 5 | 195.5902 |  | Jah | Jah | ALPHA1 GO 25-60 180 220-240V 9H AC0 Ringluspump | Energiasäästlik, GO APP, Grundfos, Küte, Tsirkulatsioonipump, Vaikne | 2 |  |  |  | alpha1-go-25-60-180-220-240v-9h-ac0 | https://avfvouczlgbtrhtqgokx.supabase.co/storage/v1/object/public/products/images/93074169.jpg | https://avfvouczlgbtrhtqgokx.supabase.co/storage/v1/object/public/products/curves/93074169_curve.png | https://avfvouczlgbtrhtqgokx.supabase.co/storage/v1/object/public/products/drawings/93074169_drawing.png |  |  | 1 | Paigaldus- ja kasutusjuhendidALPHA1 GO (Paigaldus- ja kasutusjuhend) | [7 empty] | 2.21 kg | [8 empty] | 0.20 | [7 empty] | F |  | Sagedusmuundur Built-in | [5 empty] | IP44 | [24 empty] | 0.45 A | [8 empty] | 0.06 A | [11 empty] | A |  |  | 2.03 kg | 2.28 m³/h |  | 1 x 220-240 V |  |  |  | 1392460 |  |  | 45 W | 4 W |  |  |  |  | ISO 228-1 |  |  | 180 mm |  |  |  |  | PN 10 | [8 empty] | Valumalm | Vesi |  | 9H |  |  |  | RS |  |  | Built-in |  |  |  | 1 1/2 inch | [14 empty] | 0.004 m³ |  |  | 110 | Electronic | 998.2 kg/m³ |  | 84137030 | CE,VDE | 60 dm | 3.06 m | Composite |  |  |  | G |  |  |  |  | 20 °C | -10 .. 110 °C |  |  |  |  | 50 / 60 Hz | [6 empty] | 0 .. 55 °C
93074180 | ALPHA1 GO 25-80 130 220-240V 9H AC0 | Küte | 5 | 199.1202 |  | Jah | Jah | ALPHA1 GO 25-80 130 220-240V 9H AC0 Ringluspump | Energiasäästlik, GO APP, Grundfos, Küte, Tsirkulatsioonipump, Vaikne | 2 |  |  |  | alpha1-go-25-80-130-220-240v-9h-ac0 | https://avfvouczlgbtrhtqgokx.supabase.co/storage/v1/object/public/products/images/93074180.jpg | https://avfvouczlgbtrhtqgokx.supabase.co/storage/v1/object/public/products/curves/93074180_curve.png | https://avfvouczlgbtrhtqgokx.supabase.co/storage/v1/object/public/products/drawings/93074180_drawing.png |  |  | 1 | Paigaldus- ja kasutusjuhendidALPHA1 GO (Paigaldus- ja kasutusjuhend) | [7 empty] | 2.06 kg | [8 empty] | 0.20 | [7 empty] | F |  | Sagedusmuundur Built-in | [5 empty] | IP44 | [24 empty] | 0.6 A | [8 empty] | 0.06 A | [11 empty] | A |  |  | 1.86 kg | 2.43 m³/h | [5 empty] | 1392457 |  |  | 60 W | 4 W |  |  |  |  | ISO 228-1 |  |  | 130 mm |  |  |  |  | PN 10 | [8 empty] | Valumalm | Vesi |  | 9H |  |  |  | RS |  |  | Built-in |  |  |  | 1 1/2 inch | [14 empty] | 0.004 m³ |  |  | 110 | Electronic | 998.2 kg/m³ |  | 84137030 | CE,VDE | 80 dm | 3.76 m | Composite |  |  |  | G |  |  |  |  | 20 °C | -10 .. 110 °C |  |  |  |  | 50 / 60 Hz | [6 empty] | 0 .. 55 °C
93074179 | ALPHA1 GO 25-80 180 220-240V 9H AC0 | Küte | 5 | 199.1202 |  | Jah | Jah | ALPHA1 GO 25-80 180 220-240V 9H AC0 Ringluspump | Energiasäästlik, GO APP, Grundfos, Küte, Tsirkulatsioonipump, Vaikne | 1 |  |  |  | alpha1-go-25-80-180-220-240v-9h-ac0 | https://avfvouczlgbtrhtqgokx.supabase.co/storage/v1/object/public/products/images/93074179.jpg | https://avfvouczlgbtrhtqgokx.supabase.co/storage/v1/object/public/products/curves/93074179_curve.png | https://avfvouczlgbtrhtqgokx.supabase.co/storage/v1/object/public/products/drawings/93074179_drawing.png |  |  | 1 | Paigaldus- ja kasutusjuhendidALPHA1 GO (Paigaldus- ja kasutusjuhend) | [7 empty] | 2.17 kg | [8 empty] | 0.20 | [7 empty] | F |  | Sagedusmuundur Built-in | [5 empty] | IP44 | [24 empty] | 0.6 A | [8 empty] | 0.06 A | [11 empty] | A |  |  | 1.97 kg | 2.43 m³/h | [5 empty] | 1392456 |  |  | 60 W | 4 W |  |  |  |  | ISO 228-1 |  |  | 180 mm |  |  |  |  | PN 10 | [8 empty] | Valumalm | Vesi |  | 9H |  |  |  | RS |  |  | Built-in |  |  |  | 1 1/2 inch | [14 empty] | 0.004 m³ |  |  | 110 | Electronic | 998.2 kg/m³ |  | 84137030 | CE,VDE | 80 dm | 3.76 m | Composite |  |  |  | G |  |  |  |  | 20 °C | -10 .. 110 °C |  |  |  |  | 50 / 60 Hz | [6 empty] | 0 .. 55 °C
93074184 | ALPHA1 GO 32-40 180 220-240V 9H AB0 | Küte | 5 | 187.0908 |  | Jah | Jah | ALPHA1 GO 32-40 180 220-240V 9H AB0 Ringluspump | Energiasäästlik, GO APP, Grundfos, Küte, Tsirkulatsioonipump, Vaikne | 2 |  |  |  | alpha1-go-32-40-180-220-240v-9h-ab0 | https://avfvouczlgbtrhtqgokx.supabase.co/storage/v1/object/public/products/images/93074184.jpg | https://avfvouczlgbtrhtqgokx.supabase.co/storage/v1/object/public/products/curves/93074184_curve.png | https://avfvouczlgbtrhtqgokx.supabase.co/storage/v1/object/public/products/drawings/93074184_drawing.png |  |  | 1 | Paigaldus- ja kasutusjuhendidALPHA1 GO (Paigaldus- ja kasutusjuhend) | [7 empty] | 2.21 kg | [8 empty] | 0.20 | [7 empty] | F |  | Sagedusmuundur Built-in | [5 empty] | IP44 | [16 empty] | 10 bar | [7 empty] | 0.3 A | [8 empty] | 0.06 A | [11 empty] | A |  |  | 2.02 kg | 1.65 m³/h |  | 1 x 220-240 V |  |  |  | 1392463 |  |  | 27 W | 4 W |  |  |  |  | ISO 228-1 |  |  | 180 mm |  |  |  |  | PN 10 | [8 empty] | Valumalm | Vesi |  | 9H |  |  |  | RS |  |  | Built-in |  |  |  | 2 inch | [14 empty] | 0.004 m³ |  |  | 110 | Electronic | 998.2 kg/m³ |  | 84137030 | CE,VDE | 40 dm | 1.89 m | Composite |  |  |  | G |  |  |  |  | 20 °C | 2 .. 110 °C |  |  |  |  | 50 / 60 Hz | [6 empty] | 0 .. 55 °C
93074167 | ALPHA1 GO 32-60 180 220-240V 9H AC0 | Küte | 5 | 205.739 |  | Jah | Jah | ALPHA1 GO 32-60 180 220-240V 9H AC0 Ringluspump | Energiasäästlik, GO APP, Grundfos, Küte, Tsirkulatsioonipump, Vaikne | 2 |  |  |  | alpha1-go-32-60-180-220-240v-9h-ac0 | https://avfvouczlgbtrhtqgokx.supabase.co/storage/v1/object/public/products/images/93074167.jpg | https://avfvouczlgbtrhtqgokx.supabase.co/storage/v1/object/public/products/curves/93074167_curve.png | https://avfvouczlgbtrhtqgokx.supabase.co/storage/v1/object/public/products/drawings/93074167_drawing.png |  |  | 1 | Paigaldus- ja kasutusjuhendidALPHA1 GO (Paigaldus- ja kasutusjuhend) | [7 empty] | 2.3 kg | [8 empty] | 0.20 | [7 empty] | F |  | Sagedusmuundur Built-in | [5 empty] | IP44 | [16 empty] | 10 bar | [7 empty] | 0.45 A | [8 empty] | 0.06 A | [11 empty] | A |  |  | 2.1 kg | 2.28 m³/h |  | 1 x 220-240 V |  |  |  | 1392459 |  |  | 45 W | 4 W |  |  |  |  | ISO 228-1 |  |  | 180 mm |  |  |  |  | PN 10 | [8 empty] | Valumalm | Vesi |  | 9H |  |  |  | RS |  |  | Built-in |  |  |  | 2 inch | [14 empty] | 0.004 m³ |  |  | 110 | Electronic | 998.2 kg/m³ |  | 84137030 | CE,VDE | 60 dm | 3.06 m | Composite |  |  |  | G |  |  |  |  | 20 °C | -10 .. 110 °C |  |  |  |  | 50 / 60 Hz | [6 empty] | 0 .. 55 °C
93074178 | ALPHA1 GO 32-80 180 220-240V 9H AC0 | Küte | 5 | 248.7611 |  | Jah | Jah | ALPHA1 GO 32-80 180 220-240V 9H AC0 Ringluspump | Energiasäästlik, GO APP, Grundfos, Küte, Tsirkulatsioonipump, Vaikne | 2 |  |  |  | alpha1-go-32-80-180-220-240v-9h-ac0 | https://avfvouczlgbtrhtqgokx.supabase.co/storage/v1/object/public/products/images/93074178.jpg | https://avfvouczlgbtrhtqgokx.supabase.co/storage/v1/object/public/products/curves/93074178_curve.png | https://avfvouczlgbtrhtqgokx.supabase.co/storage/v1/object/public/products/drawings/93074178_drawing.png |  |  | 1 | Paigaldus- ja kasutusjuhendidALPHA1 GO (Paigaldus- ja kasutusjuhend) | [7 empty] | 2.29 kg | [8 empty] | 0.20 | [7 empty] | F |  | Sagedusmuundur Built-in | [5 empty] | IP44 | [24 empty] | 0.6 A | [8 empty] | 0.06 A | [11 empty] | A |  |  | 2.1 kg | 2.43 m³/h | [5 empty] | 1392455 |  |  | 60 W | 4 W |  |  |  |  | ISO 228-1 |  |  | 180 mm |  |  |  |  | PN 10 | [8 empty] | Valumalm | Vesi |  | 9H |  |  |  | RS |  |  | Built-in |  |  |  | 2 inch | [14 empty] | 0.004 m³ |  |  | 110 | Electronic | 998.2 kg/m³ |  | 84137030 | CE,VDE | 80 dm | 3.76 m | Composite |  |  |  | G |  |  |  |  | 20 °C | -10 .. 110 °C |  |  |  |  | 50 / 60 Hz | [6 empty] | 0 .. 55 °C
99160550 | ALPHA1 L 15-40 130 1x230V 50Hz 6H | Küte | 5 | 187.0908 |  | Jah | Jah | ALPHA1 L 15-40 130 1x230V 50Hz 6H Ringluspump | Energiasäästlik, Grundfos, Küte, PWM, Tsirkulatsioonipump, Vaikne | 1.93 | 19.7 | 11.4 | 17.1 | alpha1-l-15-40-130-1x230v-50hz-6h | https://avfvouczlgbtrhtqgokx.supabase.co/storage/v1/object/public/products/images/99160550.jpg | https://avfvouczlgbtrhtqgokx.supabase.co/storage/v1/object/public/products/curves/99160550_curve.png | https://avfvouczlgbtrhtqgokx.supabase.co/storage/v1/object/public/products/drawings/99160550_drawing.png |  |  | 1 | Paigaldus- ja kasutusjuhendidALPHA1 L, Model C (I & O instructions) | [7 empty] | 1.93 kg | [8 empty] | 0.20 | [7 empty] | F | [7 empty] | IPX4D | [20 empty] | 0.05 .. 0.26 A | [8 empty] | 4 W | [15 empty] | C |  |  | 1.8 kg | 1.5 m³/h |  | 1 x 230 V | [15 empty] | 130 mm |  | 25 W |  |  | PN 10 | [8 empty] | Valumalm | Vesi |  | 6H |  |  |  | DK | [6 empty] | 1 inch | [14 empty] | 0.004 m³ |  |  | 95 | ELEC | 983.2 kg/m³ |  | 84137030 | VDE,CE,EAC,SEPRO | 40 dm | 2.01 m | Composite |  |  |  | G |  |  |  |  | 60 °C | 2 .. 95 °C |  |  |  |  | 50 / 60 Hz | [6 empty] | 0 .. 55 °C
99160574 | ALPHA1 L 15-60 130 1x230V 50Hz 6H | Küte | 5 | 215.1629 |  | Jah | Jah | ALPHA1 L 15-60 130 1x230V 50Hz 6H Ringluspump | Energiasäästlik, Grundfos, Küte, PWM, Tsirkulatsioonipump, Vaikne | 1.94 | 19.7 | 11.4 | 17.1 | alpha1-l-15-60-130-1x230v-50hz-6h | https://avfvouczlgbtrhtqgokx.supabase.co/storage/v1/object/public/products/images/99160574.jpg | https://avfvouczlgbtrhtqgokx.supabase.co/storage/v1/object/public/products/curves/99160574_curve.png | https://avfvouczlgbtrhtqgokx.supabase.co/storage/v1/object/public/products/drawings/99160574_drawing.png |  |  | 1 | Paigaldus- ja kasutusjuhendidALPHA1 L, Model C (I & O instructions) | [7 empty] | 1.94 kg | [11 empty] | 4615354 |  |  |  |  | F | [7 empty] | IPX4D | [16 empty] | 10 bar |  |  |  | 0.05 .. 0.42 A | [8 empty] | 4 W | [15 empty] | C |  |  | 1.81 kg | 1.94 m³/h |  | 1 x 230 V | [15 empty] | 130 mm |  | 45 W |  |  | PN 10 | [8 empty] | Valumalm | Vesi |  | 6H |  |  |  | DK | [6 empty] | 1 inch | [14 empty] | 0.004 m³ |  |  | 95 | ELEC | 983.2 kg/m³ |  | 84137030 | VDE,CE,EAC,SEPRO | 60 dm | 2.01 m | Composite |  |  |  | G |  |  |  |  | 60 °C | 2 .. 95 °C |  |  |  |  | 50 / 60 Hz | [6 empty] | 0 .. 55 °C
99165123 | ALPHA1 L 15-65 130 1x230V 50Hz 6H | Küte | 5 | 225.6479 |  | Jah | Jah | ALPHA1 L 15-65 130 1x230V 50Hz 6H Ringluspump | Energiasäästlik, Grundfos, Küte, PWM, Tsirkulatsioonipump, Vaikne | 1.94 | 19.7 | 11.4 | 17.1 | alpha1-l-15-65-130-1x230v-50hz-6h | https://avfvouczlgbtrhtqgokx.supabase.co/storage/v1/object/public/products/images/99165123.jpg | https://avfvouczlgbtrhtqgokx.supabase.co/storage/v1/object/public/products/curves/99165123_curve.png | https://avfvouczlgbtrhtqgokx.supabase.co/storage/v1/object/public/products/drawings/99165123_drawing.png |  |  | 1 | Paigaldus- ja kasutusjuhendidALPHA1 L, Model C (I & O instructions) | [7 empty] | 1.94 kg | [8 empty] | 0.20 |  |  | 4615356 |  |  |  |  | F | [7 empty] | IPX4D | [16 empty] | 10 bar |  |  |  | 0.05 .. 0.52 A | [8 empty] | 4 W | [15 empty] | C |  |  | 1.8 kg | 1.94 m³/h |  | 1 x 230 V | [15 empty] | 130 mm |  | 60 W |  |  | PN 10 | [8 empty] | Valumalm | Vesi |  | 6H |  |  |  | DK | [6 empty] | 1 inch | [14 empty] | 0.004 m³ |  |  | 95 | ELEC | 983.2 kg/m³ |  | 84137030 | CE,VDE,EAC | 65 dm | 3.28 m | Composite |  |  |  | G |  |  |  |  | 60 °C | 2 .. 95 °C |  |  |  |  | 50 / 60 Hz | [6 empty] | 0 .. 55 °C
99160578 | ALPHA1 L 25-40 130 1x230V 50Hz 6H | Küte | 5 | 170.0501 |  | Jah | Jah | ALPHA1 L 25-40 130 1x230V 50Hz 6H Ringluspump | Energiasäästlik, Grundfos, Küte, PWM, Tsirkulatsioonipump, Vaikne | 2.08 | 19.7 | 11.4 | 17.1 | alpha1-l-25-40-130-1x230v-50hz-6h | https://avfvouczlgbtrhtqgokx.supabase.co/storage/v1/object/public/products/images/99160578.jpg | https://avfvouczlgbtrhtqgokx.supabase.co/storage/v1/object/public/products/curves/99160578_curve.png | https://avfvouczlgbtrhtqgokx.supabase.co/storage/v1/object/public/products/drawings/99160578_drawing.png |  |  | 1 | Paigaldus- ja kasutusjuhendidALPHA1 L, Model C (I & O instructions) | [7 empty] | 2.08 kg | [16 empty] | F | [7 empty] | IPX4D | [20 empty] | 0.05 .. 0.26 A | [8 empty] | 4 W | [15 empty] | C |  |  | 1.95 kg | 1.8 m³/h |  | 1 x 230 V | [15 empty] | 130 mm |  | 25 W |  |  | PN 10 | [8 empty] | Valumalm | Vesi |  | 6H |  |  |  | DK | [6 empty] | 1 1/2 inch | [14 empty] | 0.004 m³ |  |  | 95 | ELEC | 983.2 kg/m³ |  | 84137030 | VDE,CE,EAC,SEPRO | 40 dm | 2.01 m | Composite |  |  |  | G |  |  |  |  | 60 °C | 2 .. 95 °C |  |  |  |  | 50 / 60 Hz | [6 empty] | 0 .. 55 °C
99160579 | ALPHA1 L 25-40 180 1x230V 50Hz 6H | Küte | 5 | 170.0501 |  | Jah | Jah | ALPHA1 L 25-40 180 1x230V 50Hz 6H Ringluspump | Energiasäästlik, Grundfos, Küte, PWM, Tsirkulatsioonipump, Vaikne | 2.2 | 19.7 | 11.4 | 17.1 | alpha1-l-25-40-180-1x230v-50hz-6h | https://avfvouczlgbtrhtqgokx.supabase.co/storage/v1/object/public/products/images/99160579.jpg | https://avfvouczlgbtrhtqgokx.supabase.co/storage/v1/object/public/products/curves/99160579_curve.png | https://avfvouczlgbtrhtqgokx.supabase.co/storage/v1/object/public/products/drawings/99160579_drawing.png |  |  | 1 | Paigaldus- ja kasutusjuhendidALPHA1 L, Model C (I & O instructions) | [7 empty] | 2.2 kg | [16 empty] | F | [7 empty] | IPX4D | [20 empty] | 0.05 .. 0.26 A | [8 empty] | 4 W | [15 empty] | C |  |  | 2.06 kg | 1.8 m³/h |  | 1 x 230 V | [15 empty] | 180 mm |  | 25 W |  |  | PN 10 | [8 empty] | Valumalm | Vesi |  | 6H |  |  |  | DK | [6 empty] | 1 1/2 inch | [14 empty] | 0.004 m³ |  |  | 95 | ELEC | 983.2 kg/m³ |  | 84137030 | VDE,CE,EAC,SEPRO | 40 dm | 2.01 m | Composite |  |  |  | G |  |  |  |  | 60 °C | 2 .. 95 °C |  |  |  |  | 50 / 60 Hz | [6 empty] | 0 .. 55 °C
99160583 | ALPHA1 L 25-60 130 1x230V 50Hz 6H | Esiletostetud | 5 | 195.5902 |  | Jah | Jah | ALPHA1 L 25-60 130 1x230V 50Hz 6H Ringluspump | Energiasäästlik, Grundfos, Küte, PWM, Tsirkulatsioonipump, Vaikne | 2.08 | 19.7 | 11.4 | 17.1 | alpha1-l-25-60-130-1x230v-50hz-6h | https://avfvouczlgbtrhtqgokx.supabase.co/storage/v1/object/public/products/images/99160583.jpg | https://avfvouczlgbtrhtqgokx.supabase.co/storage/v1/object/public/products/curves/99160583_curve.png | https://avfvouczlgbtrhtqgokx.supabase.co/storage/v1/object/public/products/drawings/99160583_drawing.png |  |  | 1 | Paigaldus- ja kasutusjuhendidALPHA1 L, Model C (I & O instructions) | [7 empty] | 2.08 kg | [16 empty] | F | [7 empty] | IPX4D | [20 empty] | 0.05 .. 0.42 A | [8 empty] | 4 W | [15 empty] | C |  |  | 1.95 kg | 1.94 m³/h |  | 1 x 230 V | [15 empty] | 130 mm |  | 45 W |  |  | PN 10 | [8 empty] | Valumalm | Vesi |  | 6H |  |  |  | DK | [6 empty] | 1 1/2 inch | [14 empty] | 0.004 m³ |  |  | 95 | ELEC | 983.2 kg/m³ |  | 84137030 | VDE,CE,EAC,SEPRO | 60 dm | 3.28 m | Composite |  |  |  | G |  |  |  |  | 60 °C | 2 .. 95 °C |  |  |  |  | 50 / 60 Hz | [6 empty] | 0 .. 55 °C
99160584 | ALPHA1 L 25-60 180 1x230V 50Hz 6H | Küte | 5 | 195.5902 |  | Jah | Jah | ALPHA1 L 25-60 180 1x230V 50Hz 6H Ringluspump | Energiasäästlik, Grundfos, Küte, PWM, Tsirkulatsioonipump, Vaikne | 2.2 | 19.7 | 11.4 | 17.1 | alpha1-l-25-60-180-1x230v-50hz-6h | https://avfvouczlgbtrhtqgokx.supabase.co/storage/v1/object/public/products/images/99160584.jpg | https://avfvouczlgbtrhtqgokx.supabase.co/storage/v1/object/public/products/curves/99160584_curve.png | https://avfvouczlgbtrhtqgokx.supabase.co/storage/v1/object/public/products/drawings/99160584_drawing.png |  |  | 1 | Paigaldus- ja kasutusjuhendidALPHA1 L, Model C (I & O instructions) | [7 empty] | 2.2 kg | [16 empty] | F | [7 empty] | IPX4D | [16 empty] | 10 bar |  |  |  | 0.05 .. 0.42 A | [8 empty] | 4 W | [15 empty] | C |  |  | 2.06 kg | 1.94 m³/h |  | 1 x 230 V | [15 empty] | 180 mm |  | 45 W |  |  | PN 10 | [8 empty] | Valumalm | Vesi |  | 6H |  |  |  | DK | [6 empty] | 1 1/2 inch | [14 empty] | 0.004 m³ |  |  | 95 | ELEC | 983.2 kg/m³ |  | 84137030 | VDE,CE,EAC,SEPRO | 60 dm | 3.28 m | Composite |  |  |  | G |  |  |  |  | 60 °C | 2 .. 95 °C |  |  |  |  | 50 / 60 Hz | [6 empty] | 0 .. 55 °C
99160587 | ALPHA1 L 32-40 180 1x230V 50Hz 6H | Küte | 5 | 187.0908 |  | Jah | Jah | ALPHA1 L 32-40 180 1x230V 50Hz 6H Ringluspump | Energiasäästlik, Grundfos, Küte, PWM, Tsirkulatsioonipump, Vaikne | 2.33 | 19.7 | 11.4 | 17.1 | alpha1-l-32-40-180-1x230v-50hz-6h | https://avfvouczlgbtrhtqgokx.supabase.co/storage/v1/object/public/products/images/99160587.jpg | https://avfvouczlgbtrhtqgokx.supabase.co/storage/v1/object/public/products/curves/99160587_curve.png | https://avfvouczlgbtrhtqgokx.supabase.co/storage/v1/object/public/products/drawings/99160587_drawing.png |  |  | 1 | Paigaldus- ja kasutusjuhendidALPHA1 L, Model C (I & O instructions) | [7 empty] | 2.33 kg | [8 empty] | 0.20 | [7 empty] | F | [7 empty] | IPX4D | [20 empty] | 0.05 .. 0.26 A | [8 empty] | 4 W | [15 empty] | C |  |  | 2.19 kg | 1.5 m³/h |  | 1 x 230 V | [15 empty] | 180 mm |  | 25 W |  |  | PN 10 | [8 empty] | Valumalm | Vesi |  | 6H |  |  |  | DK | [6 empty] | 2 inch | [14 empty] | 0.004 m³ |  |  | 95 | ELEC | 983.2 kg/m³ |  | 84137030 | VDE,CE,EAC,SEPRO | 40 dm | 2.01 m | Composite |  |  |  | G |  |  |  |  | 60 °C | 2 .. 95 °C |  |  |  |  | 50 / 60 Hz | [6 empty] | 0 .. 55 °C
99160590 | ALPHA1 L 32-60 180 1x230V 50Hz 6H | Küte | 5 | 205.7915 |  | Jah | Jah | ALPHA1 L 32-60 180 1x230V 50Hz 6H Ringluspump | Energiasäästlik, Grundfos, Küte, PWM, Tsirkulatsioonipump, Vaikne | 2.33 | 19.7 | 11.4 | 17.1 | alpha1-l-32-60-180-1x230v-50hz-6h | https://avfvouczlgbtrhtqgokx.supabase.co/storage/v1/object/public/products/images/99160590.jpg | https://avfvouczlgbtrhtqgokx.supabase.co/storage/v1/object/public/products/curves/99160590_curve.png | https://avfvouczlgbtrhtqgokx.supabase.co/storage/v1/object/public/products/drawings/99160590_drawing.png |  |  | 1 | Paigaldus- ja kasutusjuhendidALPHA1 L, Model C (I & O instructions) | [7 empty] | 2.33 kg | [8 empty] | 0.20 | [7 empty] | F | [7 empty] | IPX4D | [16 empty] | 10 bar |  |  |  | 0.05 .. 0.42 A | [8 empty] | 4 W | [15 empty] | C |  |  | 2.19 kg | 1.94 m³/h |  | 1 x 230 V | [15 empty] | 180 mm |  | 45 W |  |  | PN 10 | [8 empty] | Valumalm | Vesi |  | 6H |  |  |  | DK | [6 empty] | 2 inch | [14 empty] | 0.004 m³ |  |  | 95 | ELEC | 983.2 kg/m³ |  | 84137030 | VDE,CE,EAC,SEPRO | 60 dm | 3.28 m | Composite |  |  |  | G |  |  |  |  | 60 °C | 2 .. 95 °C |  |  |  |  | 50 / 60 Hz | [6 empty] | 0 .. 55 °C
99411107 | ALPHA2 15-40 130 1x230V 50Hz 6H | Küte | 5 | 290.0707 |  | Jah | Jah | ALPHA2 15-40 130 1x230V 50Hz 6H Ringluspump | Autoadapt, Energiasäästlik, Grundfos, Küte, Tsirkulatsioonipump, Vaikne | 1.92 | 19.7 | 11.4 | 16.2 | alpha2-15-40-130-1x230v-50hz-6h | https://avfvouczlgbtrhtqgokx.supabase.co/storage/v1/object/public/products/images/99411107.jpg | https://avfvouczlgbtrhtqgokx.supabase.co/storage/v1/object/public/products/curves/99411107_curve.png | https://avfvouczlgbtrhtqgokx.supabase.co/storage/v1/object/public/products/drawings/99411107_drawing.png |  |  | 4 | ALPHA plug (Service kit instruction); LühijuhendidALPHA2, ALPHA2 L (Model A - OEM) (Quick Guide); Paigaldus- ja kasutusjuhendidALPHA2 Models B/C/D/E / ALPHA3 Model A / ALPHA SOLAR (Multi language); Paigaldus- ja kasutusjuhendidALPHA2, Models B, C, D and E (Installation and operating instructions) | [6 empty] | automaatne öörežiim integreeritud | 1.92 kg | [7 empty] | 380473040 |  |  |  | 4615335 |  |  |  |  | F |  | Autom. öörežiim automaatne öörežiim integreeritud | [5 empty] | IPX4D | [20 empty] | 0.04 .. 0.18 A | [8 empty] | 3 W | [15 empty] | E |  |  | 1.77 kg | 1.5 m³/h |  | 1 x 230 V |  |  |  | 9043139 | [11 empty] | 130 mm |  | 18 W |  |  | PN 10 | [8 empty] | Valumalm | Vesi |  | 6H |  |  |  | DK | [6 empty] | 1 inch | [14 empty] | 0.004 m³ |  |  | 110 | ELEC | 983.2 kg/m³ |  | 84137030 | VDE,CE,EAC,SEPRO | 40 dm | 2.01 m | Composite |  |  |  | G |  |  |  |  | 60 °C | 2 .. 110 °C |  |  |  |  | 50 / 60 Hz | [6 empty] | 0 .. 40 °C
99411114 | ALPHA2 15-60 130 1x230V 50Hz 6H | Küte | 5 | 333.5865 |  | Jah | Jah | ALPHA2 15-60 130 1x230V 50Hz 6H Ringluspump | Autoadapt, Energiasäästlik, Grundfos, Küte, Tsirkulatsioonipump, Vaikne | 1.92 | 19.7 | 11.4 | 16.2 | alpha2-15-60-130-1x230v-50hz-6h | https://avfvouczlgbtrhtqgokx.supabase.co/storage/v1/object/public/products/images/99411114.jpg | https://avfvouczlgbtrhtqgokx.supabase.co/storage/v1/object/public/products/curves/99411114_curve.png | https://avfvouczlgbtrhtqgokx.supabase.co/storage/v1/object/public/products/drawings/99411114_drawing.png |  |  | 4 | ALPHA plug (Service kit instruction); LühijuhendidALPHA2, ALPHA2 L (Model A - OEM) (Quick Guide); Paigaldus- ja kasutusjuhendidALPHA2 Models B/C/D/E / ALPHA3 Model A / ALPHA SOLAR (Multi language); Paigaldus- ja kasutusjuhendidALPHA2, Models B, C, D and E (Installation and operating instructions) | [6 empty] | automaatne öörežiim integreeritud | 1.92 kg | [7 empty] | 380473060 | 0.17 |  |  | 4615336 |  |  |  |  | F |  | Autom. öörežiim automaatne öörežiim integreeritud | [5 empty] | IPX4D | [20 empty] | 0.04 .. 0.32 A | [8 empty] | 3 W | [15 empty] | E |  |  | 1.77 kg | 1.94 m³/h |  | 1 x 230 V |  |  |  | 9043142 | [11 empty] | 130 mm |  | 34 W |  |  | PN 10 | [8 empty] | Valumalm | Vesi |  | 6H | [10 empty] | 1 inch | [14 empty] | 0.004 m³ |  |  | 110 | ELEC | 983.2 kg/m³ |  | 84137030 | VDE,CE,EAC,SEPRO | 60 dm | 3.28 m | Composite |  |  |  | G |  |  |  |  | 60 °C | 2 .. 110 °C |  |  |  |  | 50 / 60 Hz | [6 empty] | 0 .. 40 °C
99411116 | ALPHA2 15-80 130 1x230V 50Hz 6H | Küte | 5 | 377.7117 |  | Jah | Jah | ALPHA2 15-80 130 1x230V 50Hz 6H Ringluspump | Autoadapt, Energiasäästlik, Grundfos, Küte, Tsirkulatsioonipump, Vaikne | 1.89 | 19.7 | 11.4 | 16.2 | alpha2-15-80-130-1x230v-50hz-6h | https://avfvouczlgbtrhtqgokx.supabase.co/storage/v1/object/public/products/images/99411116.jpg | https://avfvouczlgbtrhtqgokx.supabase.co/storage/v1/object/public/products/curves/99411116_curve.png | https://avfvouczlgbtrhtqgokx.supabase.co/storage/v1/object/public/products/drawings/99411116_drawing.png |  |  | 4 | ALPHA plug (Service kit instruction); LühijuhendidALPHA2, ALPHA2 L (Model A - OEM) (Quick Guide); Paigaldus- ja kasutusjuhendidALPHA2 Models B/C/D/E / ALPHA3 Model A / ALPHA SOLAR (Multi language); Paigaldus- ja kasutusjuhendidALPHA2, Models B, C, D and E (Installation and operating instructions) | [6 empty] | automaatne öörežiim integreeritud | 1.89 kg | [7 empty] | 380473080 | 0.18 | [7 empty] | F | [7 empty] | IPX4D | [20 empty] | 0.04 .. 0.44 A | [8 empty] | 3 W | [15 empty] | E |  |  | 1.74 kg | 2.14 m³/h |  | 1 x 230 V |  |  |  | 9043143 | [11 empty] | 130 mm |  | 50 W |  |  | PN 10 | [8 empty] | Valumalm | Vesi |  | 6H |  |  |  | DK | [6 empty] | 1 inch | [14 empty] | 0.004 m³ |  |  | 110 | ELEC | 983.2 kg/m³ |  | 84137030 | VDE,CE,EAC,SEPRO | 80 dm | 4.36 m | Composite |  |  |  | G |  |  |  |  | 60 °C | 2 .. 110 °C |  |  |  |  | 50 / 60 Hz | [6 empty] | 0 .. 40 °C
99411143 | ALPHA2 25-40 130 1x230V 50Hz 6H | Küte | 5 | 263.7006 |  | Jah | Jah | ALPHA2 25-40 130 1x230V 50Hz 6H Ringluspump | Autoadapt, Energiasäästlik, Grundfos, Küte, Tsirkulatsioonipump, Vaikne | 2.04 | 19.7 | 11.4 | 16.2 | alpha2-25-40-130-1x230v-50hz-6h | https://avfvouczlgbtrhtqgokx.supabase.co/storage/v1/object/public/products/images/99411143.jpg | https://avfvouczlgbtrhtqgokx.supabase.co/storage/v1/object/public/products/curves/99411143_curve.png | https://avfvouczlgbtrhtqgokx.supabase.co/storage/v1/object/public/products/drawings/99411143_drawing.png |  |  | 4 | ALPHA plug (Service kit instruction); LühijuhendidALPHA2, ALPHA2 L (Model A - OEM) (Quick Guide); Paigaldus- ja kasutusjuhendidALPHA2 Models B/C/D/E / ALPHA3 Model A / ALPHA SOLAR (Multi language); Paigaldus- ja kasutusjuhendidALPHA2, Models B, C, D and E (Installation and operating instructions) | [6 empty] | automaatne öörežiim integreeritud | 2.04 kg | [7 empty] | 380473140 |  |  |  | 4615337 |  |  |  |  | F |  | Autom. öörežiim automaatne öörežiim integreeritud | [5 empty] | IPX4D | [20 empty] | 0.04 .. 0.18 A | [8 empty] | 3 W | [15 empty] | E |  |  | 1.89 kg | 1.5 m³/h |  | 1 x 230 V |  |  |  | 9043144 | [11 empty] | 130 mm |  | 18 W |  |  | PN 10 | [8 empty] | Valumalm | Vesi |  | 6H |  |  |  | DK | [6 empty] | 1 1/2 inch | [14 empty] | 0.004 m³ |  |  | 110 | ELEC | 983.2 kg/m³ |  | 84137030 | VDE,CE,EAC,SEPRO | 40 dm | 2.01 m | Composite |  |  |  | G |  |  |  |  | 60 °C | 2 .. 110 °C |  |  |  |  | 50 / 60 Hz | [6 empty] | 0 .. 40 °C
99411165 | ALPHA2 25-40 180 1x230V 50Hz 6H | Küte | 5 | 263.7006 |  | Jah | Jah | ALPHA2 25-40 180 1x230V 50Hz 6H Ringluspump | Autoadapt, Energiasäästlik, Grundfos, Küte, Tsirkulatsioonipump, Vaikne | 2.17 | 19.7 | 11.4 | 16.2 | alpha2-25-40-180-1x230v-50hz-6h | https://avfvouczlgbtrhtqgokx.supabase.co/storage/v1/object/public/products/images/99411165.jpg | https://avfvouczlgbtrhtqgokx.supabase.co/storage/v1/object/public/products/curves/99411165_curve.png | https://avfvouczlgbtrhtqgokx.supabase.co/storage/v1/object/public/products/drawings/99411165_drawing.png |  |  | 4 | ALPHA plug (Service kit instruction); LühijuhendidALPHA2, ALPHA2 L (Model A - OEM) (Quick Guide); Paigaldus- ja kasutusjuhendidALPHA2 Models B/C/D/E / ALPHA3 Model A / ALPHA SOLAR (Multi language); Paigaldus- ja kasutusjuhendidALPHA2, Models B, C, D and E (Installation and operating instructions) | [6 empty] | automaatne öörežiim integreeritud | 2.17 kg | [7 empty] | 380473240 | 0.15 |  |  | 4615339 |  |  |  |  | F |  | Autom. öörežiim automaatne öörežiim integreeritud | [5 empty] | IPX4D | [20 empty] | 0.04 .. 0.18 A | [8 empty] | 3 W | [15 empty] | E |  |  | 2.01 kg | 1.5 m³/h |  | 1 x 230 V |  |  |  | 9043148 | [11 empty] | 180 mm |  | 18 W |  |  | PN 10 | [8 empty] | Valumalm | Vesi |  | 6H |  |  |  | DK | [6 empty] | 1 1/2 inch | [14 empty] | 0.004 m³ |  |  | 110 | ELEC | 983.2 kg/m³ |  | 84137030 | VDE,CE,EAC,SEPRO | 40 dm | 2.01 m | Composite |  |  |  | G |  |  |  |  | 60 °C | 2 .. 110 °C |  |  |  |  | 50 / 60 Hz | [6 empty] | 0 .. 40 °C
99411272 | ALPHA2 25-40 N 130 1x230V 50Hz 6H | Küte | 5 | 495.8622 |  | Jah | Jah | ALPHA2 25-40 N 130 1x230V 50Hz 6H Sooja tarbevee ringluspump | Energiasäästlik, Grundfos, Tarbevesi, Tsirkulatsioonipump, Vaikne | 2.2 | 19.7 | 11.4 | 16.2 | alpha2-25-40-n-130-1x230v-50hz-6h | https://avfvouczlgbtrhtqgokx.supabase.co/storage/v1/object/public/products/images/99411272.jpg | https://avfvouczlgbtrhtqgokx.supabase.co/storage/v1/object/public/products/curves/99411272_curve.png | https://avfvouczlgbtrhtqgokx.supabase.co/storage/v1/object/public/products/drawings/99411272_drawing.png |  |  | 2 | Paigaldus- ja kasutusjuhendidALPHA2 Models B/C/D/E / ALPHA3 Model A / ALPHA SOLAR (Multi language); Paigaldus- ja kasutusjuhendidALPHA2, Models B, C, D and E (Installation and operating instructions) | [6 empty] | automaatne öörežiim integreeritud | 2.2 kg | [7 empty] | 380463040 |  |  |  | 4615345 |  |  |  |  | F | [7 empty] | IPX4D | [20 empty] | 0.04 .. 0.18 A | [8 empty] | 3 W | [15 empty] | E |  |  | 2.04 kg | 1.5 m³/h |  | 1 x 230 V |  |  |  | 9043159 | [11 empty] | 130 mm |  | 18 W |  |  | PN 10 | [8 empty] | Stainless steel | Vesi |  | 6H |  |  |  | DK | [6 empty] | 1 1/2 inch | [5 empty] | 5790513 | [8 empty] | 0.004 m³ |  |  | 110 | ELEC | 983.2 kg/m³ |  | 84137030 | VDE,CE,EAC | 40 dm | 2.01 m | Composite |  |  |  | G |  |  |  |  | 60 °C | 0 .. 110 °C |  |  |  |  | 50 / 60 Hz | [6 empty] | 0 .. 40 °C
99411365 | ALPHA2 25-40 N 180 1x230V 50Hz 6H | Küte | 5 | 495.8622 |  | Jah | Jah | ALPHA2 25-40 N 180 1x230V 50Hz 6H Sooja tarbevee ringluspump | Energiasäästlik, Grundfos, Tarbevesi, Tsirkulatsioonipump, Vaikne | 2.37 | 19.7 | 11.4 | 16.2 | alpha2-25-40-n-180-1x230v-50hz-6h | https://avfvouczlgbtrhtqgokx.supabase.co/storage/v1/object/public/products/images/99411365.jpg | https://avfvouczlgbtrhtqgokx.supabase.co/storage/v1/object/public/products/curves/99411365_curve.png | https://avfvouczlgbtrhtqgokx.supabase.co/storage/v1/object/public/products/drawings/99411365_drawing.png |  |  | 2 | Paigaldus- ja kasutusjuhendidALPHA2 Models B/C/D/E / ALPHA3 Model A / ALPHA SOLAR (Multi language); Paigaldus- ja kasutusjuhendidALPHA2, Models B, C, D and E (Installation and operating instructions) | [6 empty] | automaatne öörežiim integreeritud | 2.37 kg | [7 empty] | 380463140 | 0.15 |  |  | 4615348 |  |  |  |  | F |  | Autom. öörežiim automaatne öörežiim integreeritud | [5 empty] | IPX4D | [16 empty] | 10 bar |  |  |  | 0.04 .. 0.18 A | [8 empty] | 3 W | [15 empty] | E |  |  | 2.21 kg | 1.5 m³/h | [5 empty] | 9043164 | [11 empty] | 180 mm |  | 18 W |  |  | PN 10 | [8 empty] | Stainless steel | Vesi |  | 6H |  |  |  | DK | [6 empty] | 1 1/2 inch | [5 empty] | 5790515 | [8 empty] | 0.004 m³ |  |  | 110 | ELEC | 983.2 kg/m³ |  | 84137030 | VDE,CE,EAC,SEPRO | 40 dm | 2.01 m | Composite |  |  |  | G |  |  |  |  | 60 °C | 2 .. 110 °C |  |  |  |  | 50 / 60 Hz | [6 empty] | 0 .. 40 °C
99411150 | ALPHA2 25-60 130 1x230V 50Hz 6H | Küte | 5 | 303.2557 |  | Jah | Jah | ALPHA2 25-60 130 1x230V 50Hz 6H Ringluspump | Autoadapt, Energiasäästlik, Grundfos, Küte, Tsirkulatsioonipump, Vaikne | 2.04 | 19.7 | 11.4 | 16.2 | alpha2-25-60-130-1x230v-50hz-6h | https://avfvouczlgbtrhtqgokx.supabase.co/storage/v1/object/public/products/images/99411150.jpg | https://avfvouczlgbtrhtqgokx.supabase.co/storage/v1/object/public/products/curves/99411150_curve.png | https://avfvouczlgbtrhtqgokx.supabase.co/storage/v1/object/public/products/drawings/99411150_drawing.png |  |  | 4 | ALPHA plug (Service kit instruction); LühijuhendidALPHA2, ALPHA2 L (Model A - OEM) (Quick Guide); Paigaldus- ja kasutusjuhendidALPHA2 Models B/C/D/E / ALPHA3 Model A / ALPHA SOLAR (Multi language); Paigaldus- ja kasutusjuhendidALPHA2, Models B, C, D and E (Installation and operating instructions) | [6 empty] | automaatne öörežiim integreeritud | 2.04 kg | [7 empty] | 380473160 |  |  |  | 4615338 |  |  |  |  | F |  | Autom. öörežiim automaatne öörežiim integreeritud | [5 empty] | IPX4D | [20 empty] | 0.04 .. 0.32 A | [8 empty] | 3 W | [15 empty] | E |  |  | 1.89 kg | 1.94 m³/h |  | 1 x 230 V |  |  |  | 9043146 | [11 empty] | 130 mm |  | 34 W |  |  | PN 10 | [8 empty] | Valumalm | Vesi |  | 6H |  |  |  | DK | [6 empty] | 1 1/2 inch | [14 empty] | 0.004 m³ |  |  | 110 | ELEC | 983.2 kg/m³ |  | 84137030 | CE,VDE,EAC,RCM,SEPRO | 60 dm | 3.28 m | Composite |  |  |  | G |  |  |  |  | 60 °C | 2 .. 110 °C |  |  |  |  | 50 / 60 Hz | [6 empty] | 0 .. 40 °C
99411175 | ALPHA2 25-60 180 1x230V 50Hz 6H | Küte | 5 | 303.2557 |  | Jah | Jah | ALPHA2 25-60 180 1x230V 50Hz 6H Ringluspump | Autoadapt, Energiasäästlik, Grundfos, Küte, Tsirkulatsioonipump, Vaikne | 2.17 | 19.7 | 11.4 | 16.2 | alpha2-25-60-180-1x230v-50hz-6h | https://avfvouczlgbtrhtqgokx.supabase.co/storage/v1/object/public/products/images/99411175.jpg | https://avfvouczlgbtrhtqgokx.supabase.co/storage/v1/object/public/products/curves/99411175_curve.png | https://avfvouczlgbtrhtqgokx.supabase.co/storage/v1/object/public/products/drawings/99411175_drawing.png |  |  | 4 | ALPHA plug (Service kit instruction); LühijuhendidALPHA2, ALPHA2 L (Model A - OEM) (Quick Guide); Paigaldus- ja kasutusjuhendidALPHA2 Models B/C/D/E / ALPHA3 Model A / ALPHA SOLAR (Multi language); Paigaldus- ja kasutusjuhendidALPHA2, Models B, C, D and E (Installation and operating instructions) | [6 empty] | automaatne öörežiim integreeritud | 2.17 kg | [7 empty] | 380473260 | 0.17 |  |  | 4615340 |  |  |  |  | F |  | Autom. öörežiim automaatne öörežiim integreeritud | [5 empty] | IPX4D | [16 empty] | 10 bar |  |  |  | 0.04 .. 0.32 A | [8 empty] | 3 W | [15 empty] | E |  |  | 2.01 kg | 1.94 m³/h |  | 1 x 230 V |  |  |  | 9043152 | [11 empty] | 180 mm |  | 34 W |  |  | PN 10 | [8 empty] | Valumalm | Vesi |  | 6H | [10 empty] | 1 1/2 inch | [14 empty] | 0.004 m³ |  |  | 110 | ELEC | 983.2 kg/m³ |  | 84137030 | CE,VDE,EAC,RCM,SEPRO | 60 dm | 3.28 m | Composite |  |  |  | G |  |  |  |  | 60 °C | 2 .. 110 °C |  |  |  |  | 50 / 60 Hz | [6 empty] | 0 .. 40 °C
99411287 | ALPHA2 25-60 N 130 1x230V 50Hz 6H | Küte | 5 | 570.2342 |  | Jah | Jah | ALPHA2 25-60 N 130 1x230V 50Hz 6H Sooja tarbevee ringluspump | Energiasäästlik, Grundfos, Tarbevesi, Tsirkulatsioonipump, Vaikne | 2.2 | 19.7 | 11.4 | 16.2 | alpha2-25-60-n-130-1x230v-50hz-6h | https://avfvouczlgbtrhtqgokx.supabase.co/storage/v1/object/public/products/images/99411287.jpg | https://avfvouczlgbtrhtqgokx.supabase.co/storage/v1/object/public/products/curves/99411287_curve.png | https://avfvouczlgbtrhtqgokx.supabase.co/storage/v1/object/public/products/drawings/99411287_drawing.png |  |  | 2 | Paigaldus- ja kasutusjuhendidALPHA2 Models B/C/D/E / ALPHA3 Model A / ALPHA SOLAR (Multi language); Paigaldus- ja kasutusjuhendidALPHA2, Models B, C, D and E (Installation and operating instructions) | [6 empty] | automaatne öörežiim integreeritud | 2.2 kg | [7 empty] | 380463060 | 0.17 |  |  | 4615346 |  |  |  |  | F |  | Autom. öörežiim automaatne öörežiim integreeritud | [5 empty] | IPX4D | [16 empty] | 10 bar |  |  |  | 0.04 .. 0.32 A | [8 empty] | 3 W | [15 empty] | E |  |  | 2.04 kg | 1.94 m³/h |  | 1 x 230 V |  |  |  | 9043162 | [11 empty] | 130 mm |  | 34 W |  |  | PN 10 | [8 empty] | Stainless steel | Vesi |  | 6H |  |  |  | DK | [6 empty] | 1 1/2 inch | [5 empty] | 5790514 | [8 empty] | 0.004 m³ |  |  | 110 | ELEC | 983.2 kg/m³ |  | 84137030 | CE,VDE,EAC,RCM,SEPRO | 60 dm | 3.28 m | Composite |  |  |  | G |  |  |  |  | 60 °C | 0 .. 110 °C |  |  |  |  | 50 / 60 Hz | [6 empty] | 0 .. 40 °C
99411424 | ALPHA2 25-60 N 180 1x230V 50Hz 6H | Küte | 5 | 570.2342 |  | Jah | Jah | ALPHA2 25-60 N 180 1x230V 50Hz 6H Sooja tarbevee ringluspump | Energiasäästlik, Grundfos, Tarbevesi, Tsirkulatsioonipump, Vaikne | 2.37 | 19.7 | 11.4 | 16.2 | alpha2-25-60-n-180-1x230v-50hz-6h | https://avfvouczlgbtrhtqgokx.supabase.co/storage/v1/object/public/products/images/99411424.jpg | https://avfvouczlgbtrhtqgokx.supabase.co/storage/v1/object/public/products/curves/99411424_curve.png | https://avfvouczlgbtrhtqgokx.supabase.co/storage/v1/object/public/products/drawings/99411424_drawing.png |  |  | 2 | Paigaldus- ja kasutusjuhendidALPHA2 Models B/C/D/E / ALPHA3 Model A / ALPHA SOLAR (Multi language); Paigaldus- ja kasutusjuhendidALPHA2, Models B, C, D and E (Installation and operating instructions) | [6 empty] | automaatne öörežiim integreeritud | 2.37 kg | [7 empty] | 380463160 | 0.17 |  |  | 4615349 |  |  |  |  | F |  | Autom. öörežiim automaatne öörežiim integreeritud | [5 empty] | IPX4D | [16 empty] | 10 bar |  |  |  | 0.04 .. 0.32 A | [8 empty] | 3 W | [15 empty] | E |  |  | 2.21 kg | 1.94 m³/h |  | 1 x 230 V |  |  |  | 9043166 | [11 empty] | 180 mm |  | 34 W |  |  | PN 10 | [8 empty] | Stainless steel | Vesi |  | 6H |  |  |  | DK | [6 empty] | 1 1/2 inch | [5 empty] | 5790516 | [8 empty] | 0.004 m³ |  |  | 110 | ELEC | 983.2 kg/m³ |  | 84137030 | CE,VDE,EAC,RCM,SEPRO | 60 dm | 3.28 m | Composite |  |  |  | G |  |  |  |  | 60 °C | 2 .. 110 °C |  |  |  |  | 50 / 60 Hz | [6 empty] | 0 .. 40 °C
99411163 | ALPHA2 25-80 130 1x230V 50Hz 6H | Küte | 5 | 377.7117 |  | Jah | Jah | ALPHA2 25-80 130 1x230V 50Hz 6H Ringluspump | Autoadapt, Energiasäästlik, Grundfos, Küte, Tsirkulatsioonipump, Vaikne | 2.01 | 19.7 | 11.4 | 16.2 | alpha2-25-80-130-1x230v-50hz-6h | https://avfvouczlgbtrhtqgokx.supabase.co/storage/v1/object/public/products/images/99411163.jpg | https://avfvouczlgbtrhtqgokx.supabase.co/storage/v1/object/public/products/curves/99411163_curve.png | https://avfvouczlgbtrhtqgokx.supabase.co/storage/v1/object/public/products/drawings/99411163_drawing.png |  |  | 4 | ALPHA plug (Service kit instruction); LühijuhendidALPHA2, ALPHA2 L (Model A - OEM) (Quick Guide); Paigaldus- ja kasutusjuhendidALPHA2 Models B/C/D/E / ALPHA3 Model A / ALPHA SOLAR (Multi language); Paigaldus- ja kasutusjuhendidALPHA2, Models B, C, D and E (Installation and operating instructions) | [6 empty] | automaatne öörežiim integreeritud | 2.01 kg | [7 empty] | 380473180 | [8 empty] | F |  | Autom. öörežiim automaatne öörežiim integreeritud | [5 empty] | IPX4D | [16 empty] | 10 bar |  |  |  | 0.04 .. 0.44 A | [8 empty] | 3 W | [15 empty] | E |  |  | 1.85 kg | 2.14 m³/h |  | 1 x 230 V |  |  |  | 9043147 | [11 empty] | 130 mm |  | 50 W |  |  | PN 10 | [8 empty] | Valumalm | Vesi |  | 6H | [10 empty] | 1 1/2 inch | [14 empty] | 0.004 m³ |  |  | 110 | ELEC | 983.2 kg/m³ |  | 84137030 | VDE,CE,EAC,SEPRO | 80 dm | 4.36 m | Composite |  |  |  | G |  |  |  |  | 60 °C | 2 .. 110 °C |  |  |  |  | 50 / 60 Hz | [6 empty] | 0 .. 40 °C
99411178 | ALPHA2 25-80 180 1x230V 50Hz 6H | Küte | 5 | 377.7117 |  | Jah | Jah | ALPHA2 25-80 180 1x230V 50Hz 6H Ringluspump | Autoadapt, Energiasäästlik, Grundfos, Küte, Tsirkulatsioonipump, Vaikne | 2.14 | 19.7 | 11.4 | 16.2 | alpha2-25-80-180-1x230v-50hz-6h | https://avfvouczlgbtrhtqgokx.supabase.co/storage/v1/object/public/products/images/99411178.jpg | https://avfvouczlgbtrhtqgokx.supabase.co/storage/v1/object/public/products/curves/99411178_curve.png | https://avfvouczlgbtrhtqgokx.supabase.co/storage/v1/object/public/products/drawings/99411178_drawing.png |  |  | 4 | ALPHA plug (Service kit instruction); LühijuhendidALPHA2, ALPHA2 L (Model A - OEM) (Quick Guide); Paigaldus- ja kasutusjuhendidALPHA2 Models B/C/D/E / ALPHA3 Model A / ALPHA SOLAR (Multi language); Paigaldus- ja kasutusjuhendidALPHA2, Models B, C, D and E (Installation and operating instructions) | [6 empty] | automaatne öörežiim integreeritud | 2.14 kg | [7 empty] | 380473280 |  |  |  | 4615341 |  |  |  |  | F |  | Autom. öörežiim automaatne öörežiim integreeritud | [5 empty] | IPX4D | [16 empty] | 10 bar |  |  |  | 0.04 .. 0.44 A | [8 empty] | 3 W | [15 empty] | E |  |  | 1.98 kg | 2.14 m³/h |  | 1 x 230 V |  |  |  | 9043153 | [11 empty] | 180 mm |  | 50 W |  |  | PN 10 | [8 empty] | Valumalm | Vesi |  | 6H | [10 empty] | 1 1/2 inch | [14 empty] | 0.004 m³ |  |  | 110 | ELEC | 983.2 kg/m³ |  | 84137030 | VDE,CE,EAC,SEPRO | 80 dm | 4.36 m | Composite |  |  |  | G |  |  |  |  | 60 °C | 2 .. 110 °C |  |  |  |  | 50 / 60 Hz | [6 empty] | 0 .. 40 °C
99411289 | ALPHA2 25-80 N 130 1x230V 50Hz 6H | Küte | 5 | 710.111 |  | Jah | Jah | ALPHA2 25-80 N 130 1x230V 50Hz 6H Sooja tarbevee ringluspump | Energiasäästlik, Grundfos, Tarbevesi, Tsirkulatsioonipump, Vaikne | 2.16 | 19.7 | 11.4 | 16.2 | alpha2-25-80-n-130-1x230v-50hz-6h | https://avfvouczlgbtrhtqgokx.supabase.co/storage/v1/object/public/products/images/99411289.jpg | https://avfvouczlgbtrhtqgokx.supabase.co/storage/v1/object/public/products/curves/99411289_curve.png | https://avfvouczlgbtrhtqgokx.supabase.co/storage/v1/object/public/products/drawings/99411289_drawing.png |  |  | 2 | Paigaldus- ja kasutusjuhendidALPHA2 Models B/C/D/E / ALPHA3 Model A / ALPHA SOLAR (Multi language); Paigaldus- ja kasutusjuhendidALPHA2, Models B, C, D and E (Installation and operating instructions) | [6 empty] | automaatne öörežiim integreeritud | 2.16 kg | [7 empty] | 380463080 | 0.18 |  |  | 4615347 |  |  |  |  | F |  | Autom. öörežiim automaatne öörežiim integreeritud | [5 empty] | IPX4D | [16 empty] | 10 bar |  |  |  | 0.04 .. 0.44 A | [8 empty] | 3 W | [15 empty] | E |  |  | 2.01 kg | 2.14 m³/h |  | 1 x 230 V |  |  |  | 9043163 | [11 empty] | 130 mm |  | 50 W |  |  | PN 10 | [8 empty] | Stainless steel | Vesi |  | 6H |  |  |  | DK | [6 empty] | 1 1/2 inch | [5 empty] | 5790521 | [8 empty] | 0.004 m³ |  |  | 110 | ELEC | 983.2 kg/m³ |  | 84137030 | VDE,CE,EAC | 80 dm | 4.36 m | Composite |  |  |  | G |  |  |  |  | 60 °C | 0 .. 110 °C |  |  |  |  | 50 / 60 Hz | [6 empty] | 0 .. 40 °C
99411428 | ALPHA2 25-80 N 180 1x230V 50Hz 6H | Küte | 5 | 709.2075 |  | Jah | Jah | ALPHA2 25-80 N 180 1x230V 50Hz 6H Sooja tarbevee ringluspump | Energiasäästlik, Grundfos, Tarbevesi, Tsirkulatsioonipump, Vaikne | 2.34 | 19.7 | 11.4 | 16.2 | alpha2-25-80-n-180-1x230v-50hz-6h | https://avfvouczlgbtrhtqgokx.supabase.co/storage/v1/object/public/products/images/99411428.jpg | https://avfvouczlgbtrhtqgokx.supabase.co/storage/v1/object/public/products/curves/99411428_curve.png | https://avfvouczlgbtrhtqgokx.supabase.co/storage/v1/object/public/products/drawings/99411428_drawing.png |  |  | 2 | Paigaldus- ja kasutusjuhendidALPHA2 Models B/C/D/E / ALPHA3 Model A / ALPHA SOLAR (Multi language); Paigaldus- ja kasutusjuhendidALPHA2, Models B, C, D and E (Installation and operating instructions) | [6 empty] | automaatne öörežiim integreeritud | 2.34 kg | [7 empty] | 380463180 | 0.18 |  |  | 4615350 |  |  |  |  | F |  | Autom. öörežiim automaatne öörežiim integreeritud | [5 empty] | IPX4D | [16 empty] | 10 bar |  |  |  | 0.04 .. 0.44 A | [8 empty] | 3 W | [18 empty] | 2.18 kg | 2.14 m³/h |  | 1 x 230 V |  |  |  | 9043167 | [11 empty] | 180 mm |  | 50 W |  |  | PN 10 | [8 empty] | Stainless steel | Vesi |  | 6H |  |  |  | DK | [6 empty] | 1 1/2 inch | [5 empty] | 5790517 | [8 empty] | 0.004 m³ |  |  | 110 | ELEC | 983.2 kg/m³ |  | 84137030 | VDE,CE,EAC,SEPRO | 80 dm | 4.36 m | Composite |  |  |  | G |  |  |  |  | 60 °C | 0 .. 110 °C |  |  |  |  | 50 / 60 Hz | [6 empty] | 0 .. 40 °C
99411207 | ALPHA2 32-40 180 1x230V 50Hz 6H | Küte | 5 | 290.0707 |  | Jah | Jah | ALPHA2 32-40 180 1x230V 50Hz 6H Ringluspump | Autoadapt, Energiasäästlik, Grundfos, Küte, Tsirkulatsioonipump, Vaikne | 2.37 | 19.7 | 11.4 | 16.2 | alpha2-32-40-180-1x230v-50hz-6h | https://avfvouczlgbtrhtqgokx.supabase.co/storage/v1/object/public/products/images/99411207.jpg | https://avfvouczlgbtrhtqgokx.supabase.co/storage/v1/object/public/products/curves/99411207_curve.png | https://avfvouczlgbtrhtqgokx.supabase.co/storage/v1/object/public/products/drawings/99411207_drawing.png |  |  | 4 | ALPHA plug (Service kit instruction); LühijuhendidALPHA2, ALPHA2 L (Model A - OEM) (Quick Guide); Paigaldus- ja kasutusjuhendidALPHA2 Models B/C/D/E / ALPHA3 Model A / ALPHA SOLAR (Multi language); Paigaldus- ja kasutusjuhendidALPHA2, Models B, C, D and E (Installation and operating instructions) | [6 empty] | automaatne öörežiim integreeritud | 2.37 kg | [7 empty] | 380473340 |  |  |  | 4615342 |  |  |  |  | F |  | Autom. öörežiim automaatne öörežiim integreeritud | [5 empty] | IPX4D | [16 empty] | 10 bar |  |  |  | 0.04 .. 0.18 A | [8 empty] | 3 W | [15 empty] | E |  |  | 2.21 kg | 1.5 m³/h |  | 1 x 230 V |  |  |  | 9043155 | [11 empty] | 180 mm |  | 18 W |  |  | PN 10 | [8 empty] | Valumalm | Vesi |  | 6H | [10 empty] | 2 inch | [14 empty] | 0.004 m³ |  |  | 110 | ELEC | 983.2 kg/m³ |  | 84137030 | VDE,CE,EAC,SEPRO | 40 dm | 2.01 m | Composite |  |  |  | G |  |  |  |  | 60 °C | 2 .. 110 °C |  |  |  |  | 50 / 60 Hz | [6 empty] | 0 .. 40 °C
99411432 | ALPHA2 32-40 N 180 1x230V 50Hz 6H | Küte | 5 | 545.1563 |  | Jah | Jah | ALPHA2 32-40 N 180 1x230V 50Hz 6H Sooja tarbevee ringluspump | Energiasäästlik, Grundfos, Tarbevesi, Tsirkulatsioonipump, Vaikne | 2.55 | 19.7 | 11.4 | 16.2 | alpha2-32-40-n-180-1x230v-50hz-6h | https://avfvouczlgbtrhtqgokx.supabase.co/storage/v1/object/public/products/images/99411432.jpg | https://avfvouczlgbtrhtqgokx.supabase.co/storage/v1/object/public/products/curves/99411432_curve.png | https://avfvouczlgbtrhtqgokx.supabase.co/storage/v1/object/public/products/drawings/99411432_drawing.png |  |  | 2 | Paigaldus- ja kasutusjuhendidALPHA2 Models B/C/D/E / ALPHA3 Model A / ALPHA SOLAR (Multi language); Paigaldus- ja kasutusjuhendidALPHA2, Models B, C, D and E (Installation and operating instructions) | [6 empty] | automaatne öörežiim integreeritud | 2.55 kg | [7 empty] | 380463240 | 0.15 |  |  | 4615351 |  |  |  |  | F |  | Autom. öörežiim automaatne öörežiim integreeritud | [5 empty] | IPX4D | [16 empty] | 10 bar |  |  |  | 0.04 .. 0.18 A | [8 empty] | 3 W | [15 empty] | E |  |  | 2.39 kg | 1.5 m³/h |  | 1 x 230 V |  |  |  | 9043168 | [11 empty] | 180 mm |  | 18 W |  |  | PN 10 | [8 empty] | Stainless steel | Vesi |  | 6H |  |  |  | DK | [6 empty] | 2 inch | [5 empty] | 5790518 | [8 empty] | 0.004 m³ |  |  | 110 | ELEC | 983.2 kg/m³ |  | 84137030 | VDE,CE,EAC | 40 dm | 2.01 m | Composite |  |  |  | G |  |  |  |  | 60 °C | 0 .. 110 °C |  |  |  |  | 50 / 60 Hz | [6 empty] | 0 .. 40 °C
99411221 | ALPHA2 32-60 180 1x230V 50Hz 6H | Küte | 5 | 333.5865 |  | Jah | Jah | ALPHA2 32-60 180 1x230V 50Hz 6H Ringluspump | Autoadapt, Energiasäästlik, Grundfos, Küte, Tsirkulatsioonipump, Vaikne | 2.37 | 19.7 | 11.4 | 16.2 | alpha2-32-60-180-1x230v-50hz-6h | https://avfvouczlgbtrhtqgokx.supabase.co/storage/v1/object/public/products/images/99411221.jpg | https://avfvouczlgbtrhtqgokx.supabase.co/storage/v1/object/public/products/curves/99411221_curve.png | https://avfvouczlgbtrhtqgokx.supabase.co/storage/v1/object/public/products/drawings/99411221_drawing.png |  |  | 4 | ALPHA plug (Service kit instruction); LühijuhendidALPHA2, ALPHA2 L (Model A - OEM) (Quick Guide); Paigaldus- ja kasutusjuhendidALPHA2 Models B/C/D/E / ALPHA3 Model A / ALPHA SOLAR (Multi language); Paigaldus- ja kasutusjuhendidALPHA2, Models B, C, D and E (Installation and operating instructions) | [6 empty] | automaatne öörežiim integreeritud | 2.37 kg | [7 empty] | 380473360 | 0.17 |  |  | 4615343 |  |  |  |  | F |  | Autom. öörežiim automaatne öörežiim integreeritud | [5 empty] | IPX4D | [16 empty] | 10 bar |  |  |  | 0.04 .. 0.32 A | [8 empty] | 3 W | [18 empty] | 2.21 kg | 1.94 m³/h |  | 1 x 230 V |  |  |  | 9043157 | [11 empty] | 180 mm |  | 34 W |  |  | PN 10 | [8 empty] | Valumalm | Vesi |  | 6H |  |  |  | DK | [6 empty] | 2 inch | [14 empty] | 0.004 m³ |  |  | 110 | ELEC | 983.2 kg/m³ |  | 84137030 | VDE,CE,EAC,SEPRO | 60 dm | 3.28 m | Composite |  |  |  | G |  |  |  |  | 60 °C | 2 .. 110 °C |  |  |  |  | 50 / 60 Hz | [6 empty] | 0 .. 40 °C
99411448 | ALPHA2 32-60 N 180 1x230V 50Hz 6H | Küte | 5 | 625.8529 |  | Jah | Jah | ALPHA2 32-60 N 180 1x230V 50Hz 6H Sooja tarbevee ringluspump | Energiasäästlik, Grundfos, Tarbevesi, Tsirkulatsioonipump, Vaikne | 2.55 | 19.7 | 11.4 | 16.2 | alpha2-32-60-n-180-1x230v-50hz-6h | https://avfvouczlgbtrhtqgokx.supabase.co/storage/v1/object/public/products/images/99411448.jpg | https://avfvouczlgbtrhtqgokx.supabase.co/storage/v1/object/public/products/curves/99411448_curve.png | https://avfvouczlgbtrhtqgokx.supabase.co/storage/v1/object/public/products/drawings/99411448_drawing.png |  |  | 2 | Paigaldus- ja kasutusjuhendidALPHA2 Models B/C/D/E / ALPHA3 Model A / ALPHA SOLAR (Multi language); Paigaldus- ja kasutusjuhendidALPHA2, Models B, C, D and E (Installation and operating instructions) | [6 empty] | automaatne öörežiim integreeritud | 2.55 kg | [7 empty] | 380463260 | 0.17 |  |  | 4615352 |  |  |  |  | F |  | Autom. öörežiim automaatne öörežiim integreeritud | [5 empty] | IPX4D | [16 empty] | 10 bar |  |  |  | 0.04 .. 0.32 A | [8 empty] | 3 W | [15 empty] | E |  |  | 2.39 kg | 1.94 m³/h |  | 1 x 230 V |  |  |  | 9043171 | [11 empty] | 180 mm |  | 34 W |  |  | PN 10 | [8 empty] | Stainless steel | Vesi |  | 6H | [10 empty] | 2 inch | [5 empty] | 5790519 | [8 empty] | 0.004 m³ |  |  | 110 | ELEC | 983.2 kg/m³ |  | 84137030 | VDE,CE,EAC | 60 dm | 3.28 m | Composite |  |  |  | G |  |  |  |  | 60 °C | 0 .. 110 °C |  |  |  |  | 50 / 60 Hz | [6 empty] | 0 .. 40 °C
99411263 | ALPHA2 32-80 180 1x230V 50Hz 6H | Küte | 5 | 417.0987 |  | Jah | Jah | ALPHA2 32-80 180 1x230V 50Hz 6H Ringluspump | Autoadapt, Energiasäästlik, Grundfos, Küte, Tsirkulatsioonipump, Vaikne | 2.33 | 19.7 | 11.4 | 16.2 | alpha2-32-80-180-1x230v-50hz-6h | https://avfvouczlgbtrhtqgokx.supabase.co/storage/v1/object/public/products/images/99411263.jpg | https://avfvouczlgbtrhtqgokx.supabase.co/storage/v1/object/public/products/curves/99411263_curve.png | https://avfvouczlgbtrhtqgokx.supabase.co/storage/v1/object/public/products/drawings/99411263_drawing.png |  |  | 4 | ALPHA plug (Service kit instruction); LühijuhendidALPHA2, ALPHA2 L (Model A - OEM) (Quick Guide); Paigaldus- ja kasutusjuhendidALPHA2 Models B/C/D/E / ALPHA3 Model A / ALPHA SOLAR (Multi language); Paigaldus- ja kasutusjuhendidALPHA2, Models B, C, D and E (Installation and operating instructions) | [6 empty] | automaatne öörežiim integreeritud | 2.33 kg | [7 empty] | 380473380 |  |  |  | 4615344 |  |  |  |  | F |  | Autom. öörežiim automaatne öörežiim integreeritud | [5 empty] | IPX4D | [20 empty] | 0.04 .. 0.44 A | [8 empty] | 3 W | [15 empty] | E |  |  | 2.18 kg | 2.14 m³/h |  | 1 x 230 V |  |  |  | 9043158 | [11 empty] | 180 mm |  | 50 W |  |  | PN 10 | [8 empty] | Valumalm | Vesi |  | 6H |  |  |  | DK | [6 empty] | 2 inch | [14 empty] | 0.004 m³ |  |  | 110 | ELEC | 983.2 kg/m³ |  | 84137030 | VDE,CE,EAC,SEPRO | 80 dm | 4.36 m | Composite |  |  |  | G |  |  |  |  | 60 °C | 2 .. 110 °C |  |  |  |  | 50 / 60 Hz | [6 empty] | 0 .. 40 °C
99411449 | ALPHA2 32-80 N 180 1x230V 50Hz 6H | Küte | 5 | 862.9103 |  | Jah | Jah | ALPHA2 32-80 N 180 1x230V 50Hz 6H Sooja tarbevee ringluspump | Energiasäästlik, Grundfos, Tarbevesi, Tsirkulatsioonipump, Vaikne | 2.52 | 19.7 | 11.4 | 16.2 | alpha2-32-80-n-180-1x230v-50hz-6h | https://avfvouczlgbtrhtqgokx.supabase.co/storage/v1/object/public/products/images/99411449.jpg | https://avfvouczlgbtrhtqgokx.supabase.co/storage/v1/object/public/products/curves/99411449_curve.png | https://avfvouczlgbtrhtqgokx.supabase.co/storage/v1/object/public/products/drawings/99411449_drawing.png |  |  | 2 | Paigaldus- ja kasutusjuhendidALPHA2 Models B/C/D/E / ALPHA3 Model A / ALPHA SOLAR (Multi language); Paigaldus- ja kasutusjuhendidALPHA2, Models B, C, D and E (Installation and operating instructions) | [6 empty] | automaatne öörežiim integreeritud | 2.52 kg | [7 empty] | 380463280 | 0.18 |  |  | 4615353 |  |  |  |  | F |  | Autom. öörežiim automaatne öörežiim integreeritud | [5 empty] | IPX4D | [16 empty] | 10 bar |  |  |  | 0.04 .. 0.44 A | [8 empty] | 3 W | [15 empty] | E |  |  | 2.36 kg | 2.14 m³/h |  | 1 x 230 V |  |  |  | 9043172 | [11 empty] | 180 mm |  | 50 W |  |  | PN 10 | [8 empty] | Stainless steel | Vesi |  | 6H | [10 empty] | 2 inch | [5 empty] | 5790520 | [8 empty] | 0.004 m³ |  |  | 110 | ELEC | 983.2 kg/m³ |  | 84137030 | VDE,CE,EAC | 80 dm | 4.36 m | Composite |  |  |  | G |  |  |  |  | 60 °C | 0 .. 110 °C |  |  |  |  | 50 / 60 Hz | [6 empty] | 0 .. 40 °C
93074228 | ALPHA2 GO 15-40 130 220-240V 9H AD0 | Küte | 5 | 290.0707 |  | Jah | Jah | ALPHA2 GO 15-40 130 220-240V 9H AD0 Ringluspump | Energiasäästlik, GO APP, Grundfos, Küte, Tsirkulatsioonipump, Vaikne | 2 |  |  |  | alpha2-go-15-40-130-220-240v-9h-ad0 | https://avfvouczlgbtrhtqgokx.supabase.co/storage/v1/object/public/products/images/93074228.jpg | https://avfvouczlgbtrhtqgokx.supabase.co/storage/v1/object/public/products/curves/93074228_curve.png | https://avfvouczlgbtrhtqgokx.supabase.co/storage/v1/object/public/products/drawings/93074228_drawing.png |  |  | 2 | LühijuhendidALPHA2 GO Quick guide; Paigaldus- ja kasutusjuhendidALPHA2 GO (Paigaldus- ja kasutusjuhend) | [7 empty] | 1.81 kg | [7 empty] | 380475040 |  |  |  | 4616578 |  |  |  |  | F |  | Sagedusmuundur Built-in | [5 empty] | IP44 | [24 empty] | 0.26 A | [8 empty] | 0.04 A | [11 empty] | A |  |  | 1.63 kg | 1.53 m³/h |  | 1 x 220-240 V |  |  |  | 1392428 |  |  | 21 W | 3 W |  |  |  |  | ISO 228-1 |  |  | 130 mm |  |  |  |  | PN 10 | [8 empty] | Valumalm | Vesi |  | 9H |  |  |  | RS |  |  | Built-in |  |  |  | 1 inch | [5 empty] | 5746866 | [8 empty] | 0.004 m³ |  |  |  | Electronic | 998.2 kg/m³ |  | 84137030 | CE,VDE | 40 dm | 2.06 m | Composite |  |  |  | G |  |  |  |  | 20 °C | 2 .. 110 °C |  |  |  |  | 50 / 60 Hz | [6 empty] | 0 .. 55 °C
93074220 | ALPHA2 GO 15-60 130 220-240V 9H AF0 | Küte | 5 | 333.5865 |  | Jah | Jah | ALPHA2 GO 15-60 130 220-240V 9H AF0 Ringluspump | Energiasäästlik, GO APP, Grundfos, Küte, Tsirkulatsioonipump, Vaikne | 2 |  |  |  | alpha2-go-15-60-130-220-240v-9h-af0 | https://avfvouczlgbtrhtqgokx.supabase.co/storage/v1/object/public/products/images/93074220.jpg | https://avfvouczlgbtrhtqgokx.supabase.co/storage/v1/object/public/products/curves/93074220_curve.png | https://avfvouczlgbtrhtqgokx.supabase.co/storage/v1/object/public/products/drawings/93074220_drawing.png |  |  | 2 | LühijuhendidALPHA2 GO Quick guide; Paigaldus- ja kasutusjuhendidALPHA2 GO (Paigaldus- ja kasutusjuhend) | [7 empty] | 1.88 kg | [7 empty] | 380475060 | 0.18 |  |  | 4616574 |  |  |  |  | F | [7 empty] | IP44 | [24 empty] | 0.4 A | [8 empty] | 0.04 A | [11 empty] | A |  |  | 1.7 kg | 1.9 m³/h |  | 1 x 220-240 V |  |  |  | 1392424 |  |  | 37 W | 3 W |  |  |  |  | ISO 228-1 |  |  | 130 mm |  |  |  |  | PN 10 | [8 empty] | Valumalm | Vesi |  | 9H | [6 empty] | Built-in |  |  |  | 1 inch | [5 empty] | 5746862 | [8 empty] | 0.004 m³ |  |  |  | Electronic | 998.2 kg/m³ |  | 84137030 | CE,VDE | 60 dm | 3.26 m | Composite |  |  |  | G |  |  |  |  | 20 °C | 2 .. 110 °C |  |  |  |  | 50 / 60 Hz | [6 empty] | 0 .. 55 °C
93094215 | ALPHA2 GO 15-75 130 220-240V 9H AG0 | Küte | 5 | 352.4553 |  | Jah | Jah | ALPHA2 GO 15-75 130 220-240V 9H AG0 Ringluspump | Energiasäästlik, GO APP, Grundfos, Küte, Tsirkulatsioonipump, Vaikne | 2 |  |  |  | alpha2-go-15-75-130-220-240v-9h-ag0 | https://avfvouczlgbtrhtqgokx.supabase.co/storage/v1/object/public/products/images/93094215.jpg | https://avfvouczlgbtrhtqgokx.supabase.co/storage/v1/object/public/products/curves/93094215_curve.png | https://avfvouczlgbtrhtqgokx.supabase.co/storage/v1/object/public/products/drawings/93094215_drawing.png |  |  | 2 | LühijuhendidALPHA2 GO Quick guide; Paigaldus- ja kasutusjuhendidALPHA2 GO (Paigaldus- ja kasutusjuhend) | [7 empty] | 1.89 kg | [7 empty] | 380475075 |  |  |  | 4616570 |  |  |  |  | F |  | Sagedusmuundur Built-in | [5 empty] | IP44 | [16 empty] | 10 bar | [7 empty] | 0.68 A | [8 empty] | 0.04 A | [11 empty] | A |  |  | 1.68 kg | 2.52 m³/h |  | 1 x 220-240 V |  |  |  | 1392945 |  |  | 75 W | 3 W |  |  |  |  | ISO 228-1 |  |  | 130 mm |  |  |  |  | PN 10 | [8 empty] | Valumalm | Vesi |  | 9H |  |  |  | RS |  |  | Built-in |  |  |  | 1 inch | [5 empty] | 5746858 | [8 empty] | 0.004 m³ |  |  |  | Electronic | 998.2 kg/m³ |  | 84137030 | CE,VDE | 75 dm | 5.52 m | Composite |  |  |  | G |  |  |  |  | 20 °C | -10 .. 110 °C |  |  |  |  | 50 / 60 Hz | [6 empty] | 0 .. 55 °C
93074212 | ALPHA2 GO 15-90 130 220-240V 9H AG0 | Küte | 5 | 384.4461 |  | Jah | Jah | ALPHA2 GO 15-90 130 220-240V 9H AG0 Ringluspump | Energiasäästlik, GO APP, Grundfos, Küte, Tsirkulatsioonipump, Vaikne | 2 |  |  |  | alpha2-go-15-90-130-220-240v-9h-ag0 | https://avfvouczlgbtrhtqgokx.supabase.co/storage/v1/object/public/products/images/93074212.jpg | https://avfvouczlgbtrhtqgokx.supabase.co/storage/v1/object/public/products/curves/93074212_curve.png | https://avfvouczlgbtrhtqgokx.supabase.co/storage/v1/object/public/products/drawings/93074212_drawing.png |  |  | 2 | LühijuhendidALPHA2 GO Quick guide; Paigaldus- ja kasutusjuhendidALPHA2 GO (Paigaldus- ja kasutusjuhend) | [7 empty] | 1.89 kg | [7 empty] | 380475090 |  |  |  | 4616564 |  |  |  |  | F |  | Sagedusmuundur Built-in | [5 empty] | IP44 | [16 empty] | 10 bar | [7 empty] | 0.78 A | [8 empty] | 0.04 A | [11 empty] | A |  |  | 1.67 kg | 2.7 m³/h |  | 1 x 220-240 V |  |  |  | 1392939 |  |  | 90 W | 3 W |  |  |  |  | ISO 228-1 |  |  | 130 mm |  |  |  |  | PN 10 | [8 empty] | Valumalm | Vesi |  | 9H |  |  |  | RS |  |  | Built-in |  |  |  | 1 inch | [5 empty] | 5746852 | [8 empty] | 0.004 m³ |  |  |  | Electronic | 998.2 kg/m³ |  | 84137030 | CE,VDE | 90 dm | 6.14 m | Composite |  |  |  | G |  |  |  |  | 20 °C | -10 .. 95 °C |  |  |  |  | 50 / 60 Hz | [6 empty] | 0 .. 55 °C
93074226 | ALPHA2 GO 25-40 130 220-240V 9H AD0 | Küte | 5 | 263.7006 |  | Jah | Jah | ALPHA2 GO 25-40 130 220-240V 9H AD0 Ringluspump | Energiasäästlik, GO APP, Grundfos, Küte, Tsirkulatsioonipump, Vaikne | 2 |  |  |  | alpha2-go-25-40-130-220-240v-9h-ad0 | https://avfvouczlgbtrhtqgokx.supabase.co/storage/v1/object/public/products/images/93074226.jpg | https://avfvouczlgbtrhtqgokx.supabase.co/storage/v1/object/public/products/curves/93074226_curve.png | https://avfvouczlgbtrhtqgokx.supabase.co/storage/v1/object/public/products/drawings/93074226_drawing.png |  |  | 2 | LühijuhendidALPHA2 GO Quick guide; Paigaldus- ja kasutusjuhendidALPHA2 GO (Paigaldus- ja kasutusjuhend) | [7 empty] | 1.92 kg | [7 empty] | 380475140 |  |  |  | 4616577 |  |  |  |  | F |  | Sagedusmuundur Built-in | [5 empty] | IP44 | [16 empty] | 10 bar | [7 empty] | 0.26 A | [8 empty] | 0.04 A | [11 empty] | A |  |  | 1.74 kg | 1.53 m³/h |  | 1 x 220-240 V |  |  |  | 1392427 |  |  | 21 W | 3 W |  |  |  |  | ISO 228-1 |  |  | 130 mm |  |  |  |  | PN 10 | [8 empty] | Valumalm | Vesi |  | 9H |  |  |  | RS |  |  | Built-in |  |  |  | 1 1/2 inch | [5 empty] | 5746865 | [8 empty] | 0.004 m³ |  |  |  | Electronic | 998.2 kg/m³ |  | 84137030 | CE,VDE | 40 dm | 2.06 m | Composite |  |  |  | G |  |  |  |  | 20 °C | 2 .. 110 °C |  |  |  |  | 50 / 60 Hz | [6 empty] | 0 .. 55 °C
93074225 | ALPHA2 GO 25-40 180 220-240V 9H AD0 | Küte | 5 | 263.7006 |  | Jah | Jah | ALPHA2 GO 25-40 180 220-240V 9H AD0 Ringluspump | Energiasäästlik, GO APP, Grundfos, Küte, Tsirkulatsioonipump, Vaikne | 2 |  |  |  | alpha2-go-25-40-180-220-240v-9h-ad0 | https://avfvouczlgbtrhtqgokx.supabase.co/storage/v1/object/public/products/images/93074225.jpg | https://avfvouczlgbtrhtqgokx.supabase.co/storage/v1/object/public/products/curves/93074225_curve.png | https://avfvouczlgbtrhtqgokx.supabase.co/storage/v1/object/public/products/drawings/93074225_drawing.png |  |  | 2 | LühijuhendidALPHA2 GO Quick guide; Paigaldus- ja kasutusjuhendidALPHA2 GO (Paigaldus- ja kasutusjuhend) | [7 empty] | 2.07 kg | [7 empty] | 380475240 | 0.16 |  |  | 4616576 |  |  |  |  | F |  | Sagedusmuundur Built-in | [5 empty] | IP44 | [16 empty] | 10 bar | [7 empty] | 0.26 A | [8 empty] | 0.04 A | [11 empty] | A |  |  | 1.89 kg | 1.53 m³/h |  | 1 x 220-240 V |  |  |  | 1392426 |  |  | 21 W | 3 W |  |  |  |  | ISO 228-1 |  |  | 180 mm |  |  |  |  | PN 10 | [8 empty] | Valumalm | Vesi |  | 9H | [6 empty] | Built-in |  |  |  | 1 1/2 inch | [5 empty] | 5746864 | [8 empty] | 0.004 m³ |  |  |  | Electronic | 998.2 kg/m³ |  | 84137030 | CE,VDE | 40 dm | 2.06 m | Composite |  |  |  | G |  |  |  |  | 20 °C | 2 .. 110 °C |  |  |  |  | 50 / 60 Hz | [6 empty] | 0 .. 55 °C
93074218 | ALPHA2 GO 25-60 130 220-240V 9H AF0 | Küte | 5 | 303.2557 |  | Jah | Jah | ALPHA2 GO 25-60 130 220-240V 9H AF0 Ringluspump | Energiasäästlik, GO APP, Grundfos, Küte, Tsirkulatsioonipump, Vaikne | 2 |  |  |  | alpha2-go-25-60-130-220-240v-9h-af0 | https://avfvouczlgbtrhtqgokx.supabase.co/storage/v1/object/public/products/images/93074218.jpg | https://avfvouczlgbtrhtqgokx.supabase.co/storage/v1/object/public/products/curves/93074218_curve.png | https://avfvouczlgbtrhtqgokx.supabase.co/storage/v1/object/public/products/drawings/93074218_drawing.png |  |  | 2 | LühijuhendidALPHA2 GO Quick guide; Paigaldus- ja kasutusjuhendidALPHA2 GO (Paigaldus- ja kasutusjuhend) | [7 empty] | 1.98 kg | [7 empty] | 380475160 | 0.18 |  |  | 4616573 |  |  |  |  | F |  | Sagedusmuundur Built-in | [5 empty] | IP44 | [16 empty] | 10 bar | [7 empty] | 0.4 A | [8 empty] | 0.04 A | [11 empty] | A |  |  | 1.76 kg | 1.9 m³/h |  | 1 x 220-240 V |  |  |  | 1392423 |  |  | 37 W | 3 W |  |  |  |  | ISO 228-1 |  |  | 130 mm |  |  |  |  | PN 10 | [8 empty] | Valumalm | Vesi |  | 9H |  |  |  | RS |  |  | Built-in |  |  |  | 1 1/2 inch | [5 empty] | 5746861 | [8 empty] | 0.004 m³ |  |  |  | Electronic | 998.2 kg/m³ |  | 84137030 | CE,VDE | 60 dm | 3.26 m | Composite |  |  |  | G |  |  |  |  | 20 °C | 2 .. 110 °C |  |  |  |  | 50 / 60 Hz | [6 empty] | 0 .. 55 °C
93074216 | ALPHA2 GO 25-60 180 220-240V 9H AF0 | Küte | 5 | 303.2557 |  | Jah | Jah | ALPHA2 GO 25-60 180 220-240V 9H AF0 Ringluspump | Energiasäästlik, GO APP, Grundfos, Küte, Tsirkulatsioonipump, Vaikne | 2 |  |  |  | alpha2-go-25-60-180-220-240v-9h-af0 | https://avfvouczlgbtrhtqgokx.supabase.co/storage/v1/object/public/products/images/93074216.jpg | https://avfvouczlgbtrhtqgokx.supabase.co/storage/v1/object/public/products/curves/93074216_curve.png | https://avfvouczlgbtrhtqgokx.supabase.co/storage/v1/object/public/products/drawings/93074216_drawing.png |  |  | 2 | LühijuhendidALPHA2 GO Quick guide; Paigaldus- ja kasutusjuhendidALPHA2 GO (Paigaldus- ja kasutusjuhend) | [7 empty] | 2.16 kg | [7 empty] | 380475260 | 0.18 |  |  | 4616572 |  |  |  |  | F |  | Sagedusmuundur Built-in | [5 empty] | IP44 | [16 empty] | 10 bar | [7 empty] | 0.4 A | [8 empty] | 0.04 A | [11 empty] | A |  |  | 1.94 kg | 1.9 m³/h |  | 1 x 220-240 V |  |  |  | 1392410 |  |  | 37 W | 3 W |  |  |  |  | ISO 228-1 |  |  | 180 mm |  |  |  |  | PN 10 | [8 empty] | Valumalm | Vesi |  | 9H |  |  |  | RS |  |  | Built-in |  |  |  | 1 1/2 inch | [5 empty] | 5746860 | [8 empty] | 0.004 m³ |  |  |  | Electronic | 998.2 kg/m³ |  | 84137030 | CE,VDE | 60 dm | 3.26 m | Composite |  |  |  | G |  |  |  |  | 20 °C | 2 .. 110 °C |  |  |  |  | 50 / 60 Hz | [6 empty] | 0 .. 55 °C
93094213 | ALPHA2 GO 25-75 130 220-240V 9H AG0 | Küte | 5 | 321.4521 |  | Jah | Jah | ALPHA2 GO 25-75 130 220-240V 9H AG0 Ringluspump | Energiasäästlik, GO APP, Grundfos, Küte, Tsirkulatsioonipump, Vaikne | 2 |  |  |  | alpha2-go-25-75-130-220-240v-9h-ag0 | https://avfvouczlgbtrhtqgokx.supabase.co/storage/v1/object/public/products/images/93094213.jpg | https://avfvouczlgbtrhtqgokx.supabase.co/storage/v1/object/public/products/curves/93094213_curve.png | https://avfvouczlgbtrhtqgokx.supabase.co/storage/v1/object/public/products/drawings/93094213_drawing.png |  |  | 2 | LühijuhendidALPHA2 GO Quick guide; Paigaldus- ja kasutusjuhendidALPHA2 GO (Paigaldus- ja kasutusjuhend) | [7 empty] | 1.99 kg | [7 empty] | 380475175 | 0.19 |  |  | 4616569 |  |  |  |  | F | [7 empty] | IP44 | [16 empty] | 10 bar | [7 empty] | 0.68 A | [8 empty] | 0.04 A | [11 empty] | A |  |  | 1.77 kg | 2.52 m³/h |  | 1 x 220-240 V |  |  |  | 1392944 |  |  | 75 W | 3 W |  |  |  |  | ISO 228-1 |  |  | 130 mm |  |  |  |  | PN 10 | [8 empty] | Valumalm | Vesi |  | 9H |  |  |  | RS |  |  | Built-in |  |  |  | 1 1/2 inch | [5 empty] | 5746857 | [8 empty] | 0.004 m³ |  |  |  | Electronic | 998.2 kg/m³ |  | 84137030 | CE,VDE | 75 dm | 5.52 m | Composite |  |  |  | G |  |  |  |  | 20 °C | -10 .. 110 °C |  |  |  |  | 50 / 60 Hz | [6 empty] | 0 .. 55 °C
93074276 | ALPHA2 GO 25-75 180 220-240V 9H AG0 | Küte | 5 | 321.4521 |  | Jah | Jah | ALPHA2 GO 25-75 180 220-240V 9H AG0 Ringluspump | Energiasäästlik, GO APP, Grundfos, Küte, Tsirkulatsioonipump, Vaikne | 2 |  |  |  | alpha2-go-25-75-180-220-240v-9h-ag0 | https://avfvouczlgbtrhtqgokx.supabase.co/storage/v1/object/public/products/images/93074276.jpg | https://avfvouczlgbtrhtqgokx.supabase.co/storage/v1/object/public/products/curves/93074276_curve.png | https://avfvouczlgbtrhtqgokx.supabase.co/storage/v1/object/public/products/drawings/93074276_drawing.png |  |  | 2 | LühijuhendidALPHA2 GO Quick guide; Paigaldus- ja kasutusjuhendidALPHA2 GO (Paigaldus- ja kasutusjuhend) | [7 empty] | 2.14 kg | [7 empty] | 380475275 |  |  |  | 4616567 |  |  |  |  | F |  | Sagedusmuundur Built-in | [5 empty] | IP44 | [16 empty] | 10 bar | [7 empty] | 0.68 A | [8 empty] | 0.04 A | [11 empty] | A |  |  | 1.96 kg | 2.52 m³/h |  | 1 x 220-240 V |  |  |  | 1392942 |  |  | 75 W | 3 W |  |  |  |  | ISO 228-1 |  |  | 180 mm |  |  |  |  | PN 10 | [8 empty] | Valumalm | Vesi |  | 9H |  |  |  | RS |  |  | Built-in |  |  |  | 1 1/2 inch | [5 empty] | 5746855 | [8 empty] | 0.004 m³ |  |  |  | Electronic | 998.2 kg/m³ |  | 84137030 | CE,VDE | 75 dm | 5.52 m | Composite |  |  |  | G |  |  |  |  | 20 °C | -10 .. 110 °C |  |  |  |  | 50 / 60 Hz | [6 empty] | 0 .. 55 °C
93074210 | ALPHA2 GO 25-90 130 220-240V 9H AG0 | Küte | 5 | 415.3337 |  | Jah | Jah | ALPHA2 GO 25-90 130 220-240V 9H AG0 Ringluspump | Energiasäästlik, GO APP, Grundfos, Küte, Tsirkulatsioonipump, Vaikne | 1 |  |  |  | alpha2-go-25-90-130-220-240v-9h-ag0 | https://avfvouczlgbtrhtqgokx.supabase.co/storage/v1/object/public/products/images/93074210.jpg | https://avfvouczlgbtrhtqgokx.supabase.co/storage/v1/object/public/products/curves/93074210_curve.png | https://avfvouczlgbtrhtqgokx.supabase.co/storage/v1/object/public/products/drawings/93074210_drawing.png |  |  | 2 | LühijuhendidALPHA2 GO Quick guide; Paigaldus- ja kasutusjuhendidALPHA2 GO (Paigaldus- ja kasutusjuhend) | [7 empty] | 2 kg | [7 empty] | 380475190 |  |  |  | 4616563 |  |  |  |  | F |  | Sagedusmuundur Built-in | [5 empty] | IP44 | [24 empty] | 0.78 A | [8 empty] | 0.04 A | [11 empty] | A |  |  | 1.78 kg | 2.7 m³/h |  | 1 x 220-240 V |  |  |  | 1392938 |  |  | 90 W | 3 W |  |  |  |  | ISO 228-1 |  |  | 130 mm |  |  |  |  | PN 10 | [8 empty] | Valumalm | Vesi |  | 9H |  |  |  | RS |  |  | Built-in |  |  |  | 1 1/2 inch | [5 empty] | 5746851 | [8 empty] | 0.004 m³ |  |  |  | Electronic | 998.2 kg/m³ |  | 84137030 | CE,VDE | 90 dm | 6.14 m | Composite |  |  |  | G |  |  |  |  | 20 °C | -10 .. 95 °C |  |  |  |  | 50 / 60 Hz | [6 empty] | 0 .. 55 °C
93074208 | ALPHA2 GO 25-90 180 220-240V 9H AG0 | Küte | 5 | 415.3337 |  | Jah | Jah | ALPHA2 GO 25-90 180 220-240V 9H AG0 Ringluspump | Energiasäästlik, GO APP, Grundfos, Küte, Tsirkulatsioonipump, Vaikne | 2 |  |  |  | alpha2-go-25-90-180-220-240v-9h-ag0 | https://avfvouczlgbtrhtqgokx.supabase.co/storage/v1/object/public/products/images/93074208.jpg | https://avfvouczlgbtrhtqgokx.supabase.co/storage/v1/object/public/products/curves/93074208_curve.png | https://avfvouczlgbtrhtqgokx.supabase.co/storage/v1/object/public/products/drawings/93074208_drawing.png |  |  | 2 | LühijuhendidALPHA2 GO Quick guide; Paigaldus- ja kasutusjuhendidALPHA2 GO (Paigaldus- ja kasutusjuhend) | [7 empty] | 2.14 kg | [7 empty] | 380475290 | 0.20 |  |  | 4616562 |  |  |  |  | F |  | Sagedusmuundur Built-in | [5 empty] | IP44 | [24 empty] | 0.78 A | [8 empty] | 0.04 A | [11 empty] | A |  |  | 1.93 kg | 2.7 m³/h |  | 1 x 220-240 V |  |  |  | 1392937 |  |  | 90 W | 3 W |  |  |  |  | ISO 228-1 |  |  | 180 mm |  |  |  |  | PN 10 | [8 empty] | Valumalm | Vesi |  | 9H |  |  |  | RS |  |  | Built-in |  |  |  | 1 1/2 inch | [5 empty] | 5746850 | [8 empty] | 0.004 m³ |  |  |  | Electronic | 998.2 kg/m³ |  | 84137030 | CE,VDE | 90 dm | 6.14 m | Composite |  |  |  | G |  |  |  |  | 20 °C | -10 .. 95 °C |  |  |  |  | 50 / 60 Hz | [6 empty] | 0 .. 55 °C
93074222 | ALPHA2 GO 32-40 180 220-240V 9H AD0 | Küte | 5 | 290.0707 |  | Jah | Jah | ALPHA2 GO 32-40 180 220-240V 9H AD0 Ringluspump | Energiasäästlik, GO APP, Grundfos, Küte, Tsirkulatsioonipump, Vaikne | 2 |  |  |  | alpha2-go-32-40-180-220-240v-9h-ad0 | https://avfvouczlgbtrhtqgokx.supabase.co/storage/v1/object/public/products/images/93074222.jpg | https://avfvouczlgbtrhtqgokx.supabase.co/storage/v1/object/public/products/curves/93074222_curve.png | https://avfvouczlgbtrhtqgokx.supabase.co/storage/v1/object/public/products/drawings/93074222_drawing.png |  |  | 2 | LühijuhendidALPHA2 GO Quick guide; Paigaldus- ja kasutusjuhendidALPHA2 GO (Paigaldus- ja kasutusjuhend) | [7 empty] | 2.26 kg | [7 empty] | 380475340 | 0.16 |  |  | 4616575 |  |  |  |  | F |  | Sagedusmuundur Built-in | [5 empty] | IP44 | [16 empty] | 10 bar | [7 empty] | 0.26 A | [8 empty] | 0.04 A | [11 empty] | A |  |  | 2.04 kg | 1.53 m³/h |  | 1 x 220-240 V |  |  |  | 1392425 |  |  | 21 W | 3 W |  |  |  |  | ISO 228-1 |  |  | 180 mm |  |  |  |  | PN 10 | [8 empty] | Valumalm | Vesi |  | 9H | [6 empty] | Built-in |  |  |  | 2 inch | [5 empty] | 5746863 | [8 empty] | 0.004 m³ |  |  |  | Electronic | 998.2 kg/m³ |  | 84137030 | CE,VDE | 40 dm | 2.06 m | Composite |  |  |  | G |  |  |  |  | 20 °C | 2 .. 110 °C |  |  |  |  | 50 / 60 Hz | [6 empty] | 0 .. 55 °C
93074214 | ALPHA2 GO 32-60 180 220-240V 9H AF0 | Küte | 5 | 333.5865 |  | Jah | Jah | ALPHA2 GO 32-60 180 220-240V 9H AF0 Ringluspump | Energiasäästlik, GO APP, Grundfos, Küte, Tsirkulatsioonipump, Vaikne | 2 |  |  |  | alpha2-go-32-60-180-220-240v-9h-af0 | https://avfvouczlgbtrhtqgokx.supabase.co/storage/v1/object/public/products/images/93074214.jpg | https://avfvouczlgbtrhtqgokx.supabase.co/storage/v1/object/public/products/curves/93074214_curve.png | https://avfvouczlgbtrhtqgokx.supabase.co/storage/v1/object/public/products/drawings/93074214_drawing.png |  |  | 2 | LühijuhendidALPHA2 GO Quick guide; Paigaldus- ja kasutusjuhendidALPHA2 GO (Paigaldus- ja kasutusjuhend) | [7 empty] | 2.27 kg | [7 empty] | 380475360 | 0.18 |  |  | 4616571 |  |  |  |  | F |  | Sagedusmuundur Built-in | [5 empty] | IP44 | [24 empty] | 0.4 A | [8 empty] | 0.04 A | [11 empty] | A |  |  | 2.09 kg | 1.9 m³/h |  | 1 x 220-240 V |  |  |  | 1392946 |  |  | 37 W | 3 W |  |  |  |  | ISO 228-1 |  |  | 180 mm |  |  |  |  | PN 10 | [8 empty] | Valumalm | Vesi |  | 9H |  |  |  | RS |  |  | Built-in |  |  |  | 2 inch | [5 empty] | 5746859 | [8 empty] | 0.004 m³ |  |  |  | Electronic | 998.2 kg/m³ |  | 84137030 | CE,VDE | 60 dm | 3.26 m | Composite |  |  |  | G |  |  |  |  | 20 °C | 2 .. 110 °C |  |  |  |  | 50 / 60 Hz | [6 empty] | 0 .. 55 °C
93074274 | ALPHA2 GO 32-75 180 220-240V 9H AG0 | Küte | 5 | 353.6109 |  | Jah | Jah | ALPHA2 GO 32-75 180 220-240V 9H AG0 Ringluspump | Energiasäästlik, GO APP, Grundfos, Küte, Tsirkulatsioonipump, Vaikne | 2 |  |  |  | alpha2-go-32-75-180-220-240v-9h-ag0 | https://avfvouczlgbtrhtqgokx.supabase.co/storage/v1/object/public/products/images/93074274.jpg | https://avfvouczlgbtrhtqgokx.supabase.co/storage/v1/object/public/products/curves/93074274_curve.png | https://avfvouczlgbtrhtqgokx.supabase.co/storage/v1/object/public/products/drawings/93074274_drawing.png |  |  | 2 | LühijuhendidALPHA2 GO Quick guide; Paigaldus- ja kasutusjuhendidALPHA2 GO (Paigaldus- ja kasutusjuhend) | [7 empty] | 2.35 kg | [7 empty] | 380475375 |  |  |  | 4616565 |  |  |  |  | F |  | Sagedusmuundur Built-in | [5 empty] | IP44 | [16 empty] | 10 bar | [7 empty] | 0.68 A | [8 empty] | 0.04 A | [11 empty] | A |  |  | 2.12 kg | 2.52 m³/h |  | 1 x 220-240 V |  |  |  | 1392940 |  |  | 75 W | 3 W |  |  |  |  | ISO 228-1 |  |  | 180 mm |  |  |  |  | PN 10 | [8 empty] | Valumalm | Vesi |  | 9H |  |  |  | RS |  |  | Built-in |  |  |  | 2 inch | [5 empty] | 5746853 | [8 empty] | 0.004 m³ |  |  |  | Electronic | 998.2 kg/m³ |  | 84137030 | CE,VDE | 75 dm | 5.52 m | Composite |  |  |  | G |  |  |  |  | 20 °C | -10 .. 110 °C |  |  |  |  | 50 / 60 Hz | [6 empty] | 0 .. 55 °C
93074206 | ALPHA2 GO 32-90 180 220-240V 9H AG0 | Küte | 5 | 457.2526 |  | Jah | Jah | ALPHA2 GO 32-90 180 220-240V 9H AG0 Ringluspump | Energiasäästlik, GO APP, Grundfos, Küte, Tsirkulatsioonipump, Vaikne | 2 |  |  |  | alpha2-go-32-90-180-220-240v-9h-ag0 | https://avfvouczlgbtrhtqgokx.supabase.co/storage/v1/object/public/products/images/93074206.jpg | https://avfvouczlgbtrhtqgokx.supabase.co/storage/v1/object/public/products/curves/93074206_curve.png | https://avfvouczlgbtrhtqgokx.supabase.co/storage/v1/object/public/products/drawings/93074206_drawing.png |  |  | 2 | LühijuhendidALPHA2 GO Quick guide; Paigaldus- ja kasutusjuhendidALPHA2 GO (Paigaldus- ja kasutusjuhend) | [7 empty] | 2.33 kg | [7 empty] | 380475390 | 0.20 |  |  | 4616561 |  |  |  |  | F |  | Sagedusmuundur Built-in | [5 empty] | IP44 | [24 empty] | 0.78 A | [8 empty] | 0.04 A | [11 empty] | A |  |  | 2.1 kg | 2.7 m³/h |  | 1 x 220-240 V |  |  |  | 1392935 |  |  | 90 W | 3 W |  |  |  |  | ISO 228-1 |  |  | 180 mm |  |  |  |  | PN 10 | [8 empty] | Valumalm | Vesi |  | 9H |  |  |  | RS |  |  | Built-in |  |  |  | 2 inch | [5 empty] | 5746849 | [8 empty] | 0.004 m³ |  |  |  | Electronic | 998.2 kg/m³ |  | 84137030 | CE,VDE | 90 dm | 6.14 m | Composite |  |  |  | G |  |  |  |  | 20 °C | -10 .. 95 °C |  |  |  |  | 50 / 60 Hz | [6 empty] | 0 .. 55 °C
93074277 | ALPHA2 GO K 25-75 130 220-240V 9H AG0 | Küte | 5 | 321.4521 |  | Jah | Jah | ALPHA2 GO K 25-75 130 220-240V 9H AG0 Ringluspump | Energiasäästlik, GO APP, Grundfos, Küte, Tsirkulatsioonipump, Vaikne | 2 |  |  |  | alpha2-go-k-25-75-130-220-240v-9h-ag0 | https://avfvouczlgbtrhtqgokx.supabase.co/storage/v1/object/public/products/images/93074277.jpg | https://avfvouczlgbtrhtqgokx.supabase.co/storage/v1/object/public/products/curves/93074277_curve.png | https://avfvouczlgbtrhtqgokx.supabase.co/storage/v1/object/public/products/drawings/93074277_drawing.png |  |  | 2 | LühijuhendidALPHA2 GO Quick guide; Paigaldus- ja kasutusjuhendidALPHA2 GO (Paigaldus- ja kasutusjuhend) | [7 empty] | 1.99 kg | [7 empty] | 380475675 | 0.19 |  |  | 4616568 |  |  |  |  | F |  | Sagedusmuundur Built-in | [5 empty] | IPX4D | [16 empty] | 10 bar | [7 empty] | 0.68 A | [8 empty] | 0.04 A | [11 empty] | A |  |  | 1.81 kg | 2.52 m³/h |  | 1 x 220-240 V |  |  |  | 1392943 |  |  | 75 W | 3 W |  |  |  |  | ISO 228-1 |  |  | 130 mm |  |  |  |  | PN 10 | [8 empty] | Valumalm | Vesi |  | 9H | [6 empty] | Built-in |  |  |  | 1 1/2 inch | [5 empty] | 5746856 | [8 empty] | 0.004 m³ |  |  |  | Electronic | 998.2 kg/m³ |  | 84137030 | CE,VDE | 75 dm | 5.52 m | Composite |  |  |  | G |  |  |  |  | 20 °C | -20 .. 110 °C |  |  |  |  | 50 / 60 Hz | [6 empty] | 0 .. 55 °C
93074275 | ALPHA2 GO K 25-75 180 220-240V 9H AG0 | Küte | 5 | 321.4521 |  | Jah | Jah | ALPHA2 GO K 25-75 180 220-240V 9H AG0 Ringluspump | Energiasäästlik, GO APP, Grundfos, Küte, Tsirkulatsioonipump, Vaikne | 2 |  |  |  | alpha2-go-k-25-75-180-220-240v-9h-ag0 | https://avfvouczlgbtrhtqgokx.supabase.co/storage/v1/object/public/products/images/93074275.jpg | https://avfvouczlgbtrhtqgokx.supabase.co/storage/v1/object/public/products/curves/93074275_curve.png | https://avfvouczlgbtrhtqgokx.supabase.co/storage/v1/object/public/products/drawings/93074275_drawing.png |  |  | 2 | LühijuhendidALPHA2 GO Quick guide; Paigaldus- ja kasutusjuhendidALPHA2 GO (Paigaldus- ja kasutusjuhend) | [7 empty] | 2.15 kg | [7 empty] | 380475775 |  |  |  | 4616566 |  |  |  |  | F |  | Sagedusmuundur Built-in | [5 empty] | IPX4D | [16 empty] | 10 bar | [7 empty] | 0.68 A | [8 empty] | 0.04 A | [11 empty] | A |  |  | 1.93 kg | 2.52 m³/h |  | 1 x 220-240 V |  |  |  | 1392941 |  |  | 75 W | 3 W |  |  |  |  | ISO 228-1 |  |  | 180 mm |  |  |  |  | PN 10 | [8 empty] | Valumalm | Vesi |  | 9H |  |  |  | RS |  |  | Built-in |  |  |  | 1 1/2 inch | [5 empty] | 5746854 | [8 empty] | 0.004 m³ |  |  |  | Electronic | 998.2 kg/m³ |  | 84137030 | CE,VDE | 75 dm | 5.52 m | Composite |  |  |  | G |  |  |  |  | 20 °C | -20 .. 110 °C |  |  |  |  | 50 / 60 Hz | [6 empty] | 0 .. 55 °C
99371956 | ALPHA3 25-40 180 1x230V 50Hz 6H | Küte | 5 | 317.754 |  | Jah | Jah | ALPHA3 25-40 180 1x230V 50Hz 6H Ringluspump | Autoadapt, Energiasäästlik, Grundfos, Küte, Tsirkulatsioonipump, Vaikne | 2.14 | 19.7 | 11.4 | 16.2 | alpha3-25-40-180-1x230v-50hz-6h | https://avfvouczlgbtrhtqgokx.supabase.co/storage/v1/object/public/products/images/99371956.jpg | https://avfvouczlgbtrhtqgokx.supabase.co/storage/v1/object/public/products/curves/99371956_curve.png | https://avfvouczlgbtrhtqgokx.supabase.co/storage/v1/object/public/products/drawings/99371956_drawing.png |  |  | 3 | ALPHA plug (Service kit instruction); Paigaldus- ja kasutusjuhendidALPHA2 Models B/C/D/E / ALPHA3 Model A / ALPHA SOLAR (Multi language); Paigaldus- ja kasutusjuhendidALPHA3 Model B (Installation and operating instructions) | [6 empty] | automaatne öörežiim integreeritud | 2.14 kg | [11 empty] | 4615320 |  |  |  |  | F |  | Autom. öörežiim automaatne öörežiim integreeritud | [5 empty] | IPX4D | [20 empty] | 0.04 .. 0.18 A | [8 empty] | 3 W | [15 empty] | B |  |  | 1.98 kg | 1.5 m³/h |  | 1 x 230 V | [15 empty] | 180 mm |  | 18 W |  |  | PN 10 | [8 empty] | Valumalm | Vesi |  | 6H | [10 empty] | 1 1/2 inch | [14 empty] | 0.004 m³ |  |  | 110 | ELEC | 983.2 kg/m³ |  | 84137030 | VDE,CE,EAC,SEPRO | 40 dm | 2.01 m | Composite |  |  |  | G |  |  |  |  | 60 °C | 2 .. 110 °C |  |  |  |  | 50 / 60 Hz | [6 empty] | 0 .. 40 °C
99371959 | ALPHA3 25-60 180 1x230V 50Hz 6H | Küte | 5 | 365.3567 |  | Jah | Jah | ALPHA3 25-60 180 1x230V 50Hz 6H Ringluspump | Autoadapt, Energiasäästlik, Grundfos, Küte, Tsirkulatsioonipump, Vaikne | 2.14 | 19.7 | 11.4 | 16.2 | alpha3-25-60-180-1x230v-50hz-6h | https://avfvouczlgbtrhtqgokx.supabase.co/storage/v1/object/public/products/images/99371959.jpg | https://avfvouczlgbtrhtqgokx.supabase.co/storage/v1/object/public/products/curves/99371959_curve.png | https://avfvouczlgbtrhtqgokx.supabase.co/storage/v1/object/public/products/drawings/99371959_drawing.png |  |  | 3 | ALPHA plug (Service kit instruction); Paigaldus- ja kasutusjuhendidALPHA2 Models B/C/D/E / ALPHA3 Model A / ALPHA SOLAR (Multi language); Paigaldus- ja kasutusjuhendidALPHA3 Model B (Installation and operating instructions) | [6 empty] | automaatne öörežiim integreeritud | 2.14 kg | [8 empty] | 0.17 |  |  | 4615321 |  |  |  |  | F |  | Autom. öörežiim automaatne öörežiim integreeritud | [5 empty] | IPX4D | [20 empty] | 0.04 .. 0.32 A | [8 empty] | 3 W | [15 empty] | B |  |  | 1.98 kg | 1.94 m³/h |  | 1 x 230 V | [15 empty] | 180 mm |  | 34 W |  |  | PN 10 | [8 empty] | Valumalm | Vesi |  | 6H | [10 empty] | 1 1/2 inch | [14 empty] | 0.004 m³ |  |  | 110 | ELEC | 983.2 kg/m³ |  | 84137030 | VDE,CE,EAC,SEPRO | 60 dm | 3.28 m | Composite |  |  |  | G |  |  |  |  | 60 °C | 2 .. 110 °C |  |  |  |  | 50 / 60 Hz | [6 empty] | 0 .. 40 °C
99371961 | ALPHA3 25-80 180 1x230V 50Hz 6H | Küte | 5 | 450.077 |  | Jah | Jah | ALPHA3 25-80 180 1x230V 50Hz 6H Ringluspump | Autoadapt, Energiasäästlik, Grundfos, Küte, Tsirkulatsioonipump, Vaikne | 2.14 | 19.7 | 11.4 | 16.2 | alpha3-25-80-180-1x230v-50hz-6h | https://avfvouczlgbtrhtqgokx.supabase.co/storage/v1/object/public/products/images/99371961.jpg | https://avfvouczlgbtrhtqgokx.supabase.co/storage/v1/object/public/products/curves/99371961_curve.png | https://avfvouczlgbtrhtqgokx.supabase.co/storage/v1/object/public/products/drawings/99371961_drawing.png |  |  | 3 | ALPHA plug (Service kit instruction); Paigaldus- ja kasutusjuhendidALPHA2 Models B/C/D/E / ALPHA3 Model A / ALPHA SOLAR (Multi language); Paigaldus- ja kasutusjuhendidALPHA3 Model B (Installation and operating instructions) | [6 empty] | automaatne öörežiim integreeritud | 2.14 kg | [16 empty] | F |  | Autom. öörežiim automaatne öörežiim integreeritud | [5 empty] | IPX4D | [20 empty] | 0.04 .. 0.44 A | [8 empty] | 3 W | [15 empty] | B |  |  | 1.98 kg | 2.14 m³/h |  | 1 x 230 V | [15 empty] | 180 mm |  | 50 W |  |  | PN 10 | [8 empty] | Valumalm | Vesi |  | 6H |  |  |  | DK | [6 empty] | 1 1/2 inch | [14 empty] | 0.004 m³ |  |  | 110 | ELEC | 983.2 kg/m³ |  | 84137030 | VDE,CE,EAC,SEPRO | 80 dm | 4.36 m | Composite |  |  |  | G |  |  |  |  | 60 °C | 2 .. 110 °C |  |  |  |  | 50 / 60 Hz | [6 empty] | 0 .. 40 °C
99371965 | ALPHA3 32-80 180 1x230V 50Hz 6H | Küte | 5 | 450.077 |  | Jah | Jah | ALPHA3 32-80 180 1x230V 50Hz 6H Ringluspump | Autoadapt, Energiasäästlik, Grundfos, Küte, Tsirkulatsioonipump, Vaikne | 2.33 | 19.7 | 11.4 | 16.2 | alpha3-32-80-180-1x230v-50hz-6h | https://avfvouczlgbtrhtqgokx.supabase.co/storage/v1/object/public/products/images/99371965.jpg | https://avfvouczlgbtrhtqgokx.supabase.co/storage/v1/object/public/products/curves/99371965_curve.png | https://avfvouczlgbtrhtqgokx.supabase.co/storage/v1/object/public/products/drawings/99371965_drawing.png |  |  | 3 | ALPHA plug (Service kit instruction); Paigaldus- ja kasutusjuhendidALPHA2 Models B/C/D/E / ALPHA3 Model A / ALPHA SOLAR (Multi language); Paigaldus- ja kasutusjuhendidALPHA3 Model B (Installation and operating instructions) | [6 empty] | automaatne öörežiim integreeritud | 2.33 kg | [16 empty] | F |  | Autom. öörežiim automaatne öörežiim integreeritud | [5 empty] | IPX4D | [20 empty] | 0.04 .. 0.44 A | [8 empty] | 3 W | [15 empty] | B |  |  | 2.17 kg | 1.98 m³/h |  | 1 x 230 V | [15 empty] | 180 mm |  | 50 W |  |  | PN 10 | [8 empty] | Valumalm | Vesi |  | 6H |  |  |  | DK | [6 empty] | 2 inch | [14 empty] | 0.004 m³ |  |  | 110 | ELEC | 983.2 kg/m³ |  | 84137030 | VDE,CE,EAC,SEPRO | 80 dm | 4.76 m | Composite |  |  |  | G |  |  |  |  | 60 °C | 2 .. 110 °C |  |  |  |  | 50 / 60 Hz | [6 empty] | 0 .. 40 °C
96468352 | AP50B.50.11.A1V 1x230V w.base 10m schuko | Unilift AP | 5 | 924.0707 |  | Jah | Jah | AP50B.50.11.A1V 1x230V w.base 10m schuko Drenaažipump/Reoveepump | Grundfos, Roostevaba, Väike reoveepump, Vortex | 11.71 | 25.6 | 21.9 | 50.4 | ap50b5011a1v-1x230v-wbase-10m-schuko | https://avfvouczlgbtrhtqgokx.supabase.co/storage/v1/object/public/products/images/96468352.jpg | https://avfvouczlgbtrhtqgokx.supabase.co/storage/v1/object/public/products/curves/96468352_curve.png | https://avfvouczlgbtrhtqgokx.supabase.co/storage/v1/object/public/products/drawings/96468352_drawing.png | [5 empty] | CE,RCM,VDE,LGABG,EAC,MORO,UKCA,SEPRO | [5 empty] | 11.7 kg |  |  |  |  | 0.95 |  |  | 391272342 |  | WEEE | [6 empty] | F |  | Nivoolüliti A |  |  |  |  | SCHUKO | IP68 |  |  | Y |  | 20 µF/400 V | [5 empty] | 10 m | [7 empty] | 50 mm |  |  |  | 7.78 l/s |  |  | 7 m | [11 empty] | PSC | [10 empty] | 11.7 kg |  |  | 1 x 230 V | 8 A |  | A | [6 empty] | S |  |  |  | Indoor/outdoor | [15 empty] | Stainless steel | [6 empty] | RS | 1.21 kW | 2760 p/min |  | 1.75 kW | KONTAKT |  | 2 inch | [5 empty] | 5886035 | [10 empty] | sisemine |  |  | 998.2 kg/m³ |  | 84137021 |  | 14 m |  | Stainless steel |  |  |  | Rp |  | VORTEX |  |  | 20 °C | 0 .. 40 °C |  |  |  |  | 50 Hz | [6 empty] | 0 .. 40 °C
99219420 | CMBE TWIN 3-62 1x230 50/60 Hz Schuko | Rõhutõste | 5 | 3399.3889 |  | Jah | Jah | CMBE TWIN 3-62 1x230 50/60 Hz Schuko Rõhutõstepump | Grundfos, Rõhutõstepump, Sagedusmuundur | 46.69 | 61.5 | 53.5 | 61.6 | cmbe-twin-3-62-1x230-5060-hz-schuko | https://avfvouczlgbtrhtqgokx.supabase.co/storage/v1/object/public/products/images/99219420.jpg | https://avfvouczlgbtrhtqgokx.supabase.co/storage/v1/object/public/products/curves/99219420_curve.png | https://avfvouczlgbtrhtqgokx.supabase.co/storage/v1/object/public/products/drawings/99219420_drawing.png |  |  | 3 | CMBE TWIN (Ohutusjuhised); CMBE TWIN (Paigaldus- ja kasutusjuhend); CMBE, CMBE TWIN (Quick Guide) |  |  | UBA |  |  |  |  | 46.7 kg |  |  | AVBE |  |  |  |  | 385186362 |  | WEEE | [6 empty] | F |  | Type of connector Type E/F (CEE7/7) | [5 empty] | IP55 | ISO9906:2012 3B |  |  |  |  | EPDM | Integrated Frequency converter |  |  | 1.5 m |  |  | 98586111 | CMBE TWIN |  |  | 10 bar |  |  | 55 °C |  |  |  |  | 6.70-5.60 A | [20 empty] | A |  | Europe | 38.7 kg | 4.2 m³/h |  | 1 x 200-240 V | [8 empty] | Tank volume 4 l |  |  |  | WHITWORTH THREAD RP | [5 empty] | Schuko plug |  | PN 10 |  | 3780 p/min | RP 1 | 93448123 |  | RP 1 |  |  | Stainless steel | Vesi |  |  |  |  | 2 | DE | 1.1 kW | [11 empty] | 5856252 |  |  | 4 l | [10 empty] | 998.2 kg/m³ |  | 84137075 | CE,EAC,CN ROHS EX,MORO |  | 45.2 m | Stainless steel | 4 |  | EPDM |  | Type E/F (CEE7/7) |  |  |  | 20 °C | 0 .. 60 °C |  |  |  |  | 60 Hz |  |  |  |  | AVBE
99219421 | CMBE TWIN 3-93 1x230 50/60 Hz Schuko | Rõhutõste | 5 | 3626.012 |  | Jah | Jah | CMBE TWIN 3-93 1x230 50/60 Hz Schuko Rõhutõstepump | Grundfos, Rõhutõstepump, Sagedusmuundur | 51.03 | 61.5 | 53.5 | 61.6 | cmbe-twin-3-93-1x230-5060-hz-schuko | https://avfvouczlgbtrhtqgokx.supabase.co/storage/v1/object/public/products/images/99219421.jpg |  | https://avfvouczlgbtrhtqgokx.supabase.co/storage/v1/object/public/products/drawings/99219421_drawing.png |  |  | 3 | CMBE TWIN (Ohutusjuhised); CMBE TWIN (Paigaldus- ja kasutusjuhend); CMBE, CMBE TWIN (Quick Guide) |  |  | UBA |  |  |  |  | 51 kg |  |  | AVBE |  |  |  |  | 385186393 |  | WEEE | [6 empty] | F |  | Type of connector Type E/F (CEE7/7) | [5 empty] | IP55 | ISO9906:2012 3B |  |  |  |  | EPDM | Integrated Frequency converter |  |  | 1.5 m |  |  | 98880399 | CMBE TWIN |  |  | 10 bar |  |  | 55 °C |  |  |  |  | 9.10-7.60 A | [20 empty] | A |  | Europe | 43.1 kg | 4.2 m³/h |  | 1 x 200-240 V | [8 empty] | Tank volume 4 l |  |  |  | WHITWORTH THREAD RP | [5 empty] | Schuko plug |  | PN 10 |  | 3868 p/min | RP 1 | 93448124 |  | RP 1 |  |  | Stainless steel | Vesi |  |  |  |  | 2 | DE | 1.5 kW | [11 empty] | 5856253 |  |  | 4 l | [10 empty] | 998.2 kg/m³ |  | 84137075 | CE,EAC,CN ROHS EX,SEPRO,MORO |  | 66.3 m | Stainless steel | 6 |  | EPDM |  | Type E/F (CEE7/7) |  |  |  | 20 °C | 0 .. 60 °C |  |  |  |  | 60 Hz |  |  |  |  | AVBE
99219423 | CMBE TWIN 5-62 1x230 50/60 Hz Schuko | Rõhutõste | 5 | 4801.7183 |  | Jah | Jah | CMBE TWIN 5-62 1x230 50/60 Hz Schuko Rõhutõstepump | Grundfos, Rõhutõstepump, Sagedusmuundur | 51.21 | 61.5 | 53.5 | 61.6 | cmbe-twin-5-62-1x230-5060-hz-schuko | https://avfvouczlgbtrhtqgokx.supabase.co/storage/v1/object/public/products/images/99219423.jpg | https://avfvouczlgbtrhtqgokx.supabase.co/storage/v1/object/public/products/curves/99219423_curve.png | https://avfvouczlgbtrhtqgokx.supabase.co/storage/v1/object/public/products/drawings/99219423_drawing.png |  |  | 3 | CMBE TWIN (Ohutusjuhised); CMBE TWIN (Paigaldus- ja kasutusjuhend); CMBE, CMBE TWIN (Quick Guide) |  |  | UBA |  |  |  |  | 51.2 kg |  |  | AVBE |  |  |  |  | 385186562 |  | WEEE | [6 empty] | F |  | Type of connector Type E/F (CEE7/7) | [5 empty] | IP55 | ISO9906:2012 3B |  |  |  |  | EPDM | Integrated Frequency converter |  |  | 1.5 m |  |  | 98586118 | CMBE TWIN | [5 empty] | 55 °C |  |  |  |  | 9.10-7.60 A | [20 empty] | A |  | Europe | 43.3 kg | 6 m³/h |  | 1 x 200-240 V | [8 empty] | Tank volume 4 l |  |  |  | WHITWORTH THREAD RP | [5 empty] | Schuko plug |  | PN 10 |  | 3868 p/min | RP 1 1/4 | 93448125 |  | RP 1 |  |  | Stainless steel | Vesi |  |  |  |  | 2 |  | 1.5 kW | [11 empty] | 5856254 |  |  | 4 l | [10 empty] | 998.2 kg/m³ |  | 84137075 | CE,EAC,CN ROHS EX,SEPRO,MORO |  | 47.8 m | Stainless steel | 4 |  | EPDM |  | Type E/F (CEE7/7) |  |  |  | 20 °C | 0 .. 60 °C |  |  |  |  | 50 Hz |  |  |  |  | AVBE
98374697 | CMBE1-44 I-U-C-C-D-A 1x220-240V 50/60 Hz | Rõhutõste | 5 | 1442.7029 |  | Jah | Jah | CMBE1-44 I-U-C-C-D-A 1x220-240V 50/60 Hz Rõhutõstepump | Grundfos, Rõhutõstepump, Sagedusmuundur | 26.48 | 60 | 40 | 66.2 | cmbe1-44-i-u-c-c-d-a-1x220-240v-5060-hz | https://avfvouczlgbtrhtqgokx.supabase.co/storage/v1/object/public/products/images/98374697.jpg | https://avfvouczlgbtrhtqgokx.supabase.co/storage/v1/object/public/products/curves/98374697_curve.png | https://avfvouczlgbtrhtqgokx.supabase.co/storage/v1/object/public/products/drawings/98374697_drawing.png |  |  | 5 | CM Booster (CMBE, CM PT, CM PS) (Service kit instructions); CM, CME and Boosters (Service Kit Catalogue); CMBE (I & O instructions); CMBE TWIN (Ohutusjuhised); CMBE, CMBE TWIN (Quick Guide) |  | CE,EAC,CN ROHS EXE,MORO,SEPRO | WRAS |  |  |  |  | 29.6 kg |  |  | AVBE |  |  |  |  | 385185144 |  | WEEE |  | 4925859 |  |  |  |  | F | [7 empty] | IP55 | ISO9906:2012 3B |  |  |  |  | EPDM | Integrated Frequency converter |  |  | 1.5 m | [6 empty] | 10 bar |  |  | 55 °C |  |  |  |  | 3.45-2.90 A | [20 empty] | A |  |  | 26.6 kg | 2.4 m³/h |  | 1 x 200-240 V |  |  |  | 9040034 |  |  |  |  | Tank volume 2 l |  |  |  | ISO 228-1 | [5 empty] | Schuko plug |  | PN 10 |  | 3776 p/min |  | 93450910 |  |  |  |  | Stainless steel | Vesi | [6 empty] | 0.55 kW | 360-4000 p/min | Built-in |  |  |  |  | 1 | 1 |  |  |  | 5856247 |  | YES | 2 l | [5 empty] | 0.159 m³ |  |  |  |  | 998.2 kg/m³ |  | 84137075 |  |  | 28.7 m | Stainless steel | 3 |  | EPDM |  | Type E/F (CEE7/7) |  | Rp | Rp | 20 °C | 0 .. 60 °C |  |  |  |  | 50 Hz |  |  |  |  | AVBE
98382202 | CMBE10-54 I-U-C-C-D-C 1x200-240V 50/60Hz | Rõhutõste | 5 | 2838.4122 |  | Jah | Jah | CMBE10-54 I-U-C-C-D-C 1x200-240V 50/60Hz Rõhutõstepump | Grundfos, Rõhutõstepump, Sagedusmuundur | 32.19 | 60 | 40 | 66.2 | cmbe10-54-i-u-c-c-d-c-1x200-240v-5060hz | https://avfvouczlgbtrhtqgokx.supabase.co/storage/v1/object/public/products/images/98382202.jpg | https://avfvouczlgbtrhtqgokx.supabase.co/storage/v1/object/public/products/curves/98382202_curve.png | https://avfvouczlgbtrhtqgokx.supabase.co/storage/v1/object/public/products/drawings/98382202_drawing.png |  |  | 5 | CM Booster (CMBE, CM PT, CM PS) (Service kit instructions); CM, CME and Boosters (Service Kit Catalogue); CMBE (I & O instructions); CMBE TWIN (Ohutusjuhised); CMBE, CMBE TWIN (Quick Guide) |  | CE,EAC,CN ROHS EXE,MORO,SEPRO | WRAS |  |  |  |  | 32.2 kg |  |  | AVBE |  |  |  |  | 385185954 |  | WEEE |  | 4925863 |  |  |  |  | F | [7 empty] | IP55 | ISO9906:2012 3B |  |  |  |  | EPDM | Integrated Frequency converter |  |  | 1.5 m | [6 empty] | 10 bar |  |  | 55 °C |  |  |  |  | 9.10-7.60 A | [20 empty] | A |  |  | 21.9 kg | 12.3 m³/h |  | 1 x 200-240 V | [8 empty] | Tank volume 2 l |  |  |  | ISO 228-1 | [5 empty] | Schuko plug |  | PN 10 |  | 3868 p/min |  | 93450868 |  |  |  |  | Stainless steel | Vesi | [5 empty] | HU | 1.5 kW | 360-4000 p/min | Built-in |  |  |  |  | 1 1/2 | 1 1/2 |  |  |  | 5856251 |  | YES | 2 l | [5 empty] | 0.159 m³ |  |  |  |  | 998.2 kg/m³ |  | 84137075 |  |  | 25.3 m | Stainless steel | 2 |  | EPDM |  | Type E/F (CEE7/7) |  | Rp | Rp | 20 °C | 0 .. 60 °C |  |  |  |  | 50 Hz |  |  |  |  | AVBE
98563731 | CMBE10-54 I-U-C-C-G-B 1x220-240V 50/60Hz | Esiletostetud | 5 | 2838.4122 |  | Jah | Jah | CMBE10-54 I-U-C-C-G-B 1x220-240V 50/60Hz Rõhutõstepump | Grundfos, Rõhutõstepump, Sagedusmuundur | 32.38 | 61.5 | 53.5 | 61.6 | cmbe10-54-i-u-c-c-g-b-1x220-240v-5060hz | https://avfvouczlgbtrhtqgokx.supabase.co/storage/v1/object/public/products/images/98563731.jpg |  | https://avfvouczlgbtrhtqgokx.supabase.co/storage/v1/object/public/products/drawings/98563731_drawing.png |  |  | 5 | CM Booster (CMBE, CM PT, CM PS) (Service kit instructions); CM, CME and Boosters (Service Kit Catalogue); CMBE (I & O instructions); CMBE TWIN (Ohutusjuhised); CMBE, CMBE TWIN (Quick Guide) |  |  | UBA |  |  |  |  | 32.4 kg |  |  | AVBE | [6 empty] | WEEE | [6 empty] | F | [7 empty] | IP55 | ISO9906:2012 3B |  |  |  |  | EPDM | Integrated Frequency converter |  |  | 1.5 m | [6 empty] | 10 bar |  |  | 55 °C |  |  |  |  | 9.10-7.60 A | [20 empty] | A |  |  | 24.2 kg | 12.3 m³/h |  | 1 x 200-240 V | [8 empty] | Tank volume 2 l |  |  |  | ISO 228-1 | [5 empty] | Schuko plug |  | PN 10 |  | 3868 p/min |  | 93450868 |  |  |  |  | Stainless steel | Vesi | [5 empty] | HU | 1.5 kW | 360-4000 p/min | Built-in |  |  |  |  | 1 1/2 | 1 1/2 | [5 empty] | YES | 2 l | [5 empty] | 0.203 m³ |  |  |  |  | 998.2 kg/m³ |  | 84137075 | CE,EAC,CN ROHS EXE,MORO |  | 25.1 m | Stainless steel | 2 |  | EPDM |  | Type E/F (CEE7/7) |  | Rp | Rp | 20 °C | 0 .. 60 °C |  |  |  |  | 50 Hz |  |  |  |  | AVBE
98374701 | CMBE3-62 I-U-C-C-D-A 1x220-240V 50/60 Hz | Rõhutõste | 5 | 1607.8712 |  | Jah | Jah | CMBE3-62 I-U-C-C-D-A 1x220-240V 50/60 Hz Rõhutõstepump | Grundfos, Rõhutõstepump, Sagedusmuundur | 27.53 | 60 | 40 | 66.2 | cmbe3-62-i-u-c-c-d-a-1x220-240v-5060-hz | https://avfvouczlgbtrhtqgokx.supabase.co/storage/v1/object/public/products/images/98374701.jpg | https://avfvouczlgbtrhtqgokx.supabase.co/storage/v1/object/public/products/curves/98374701_curve.png | https://avfvouczlgbtrhtqgokx.supabase.co/storage/v1/object/public/products/drawings/98374701_drawing.png |  |  | 5 | CM Booster (CMBE, CM PT, CM PS) (Service kit instructions); CM, CME and Boosters (Service Kit Catalogue); CMBE (I & O instructions); CMBE TWIN (Ohutusjuhised); CMBE, CMBE TWIN (Quick Guide) |  | CE,EAC,CN ROHS EXE,MORO,SEPRO | WRAS |  |  |  |  | 27.5 kg |  |  | AVBE |  |  |  |  | 385185362 |  | WEEE |  | 4925860 |  |  |  |  | F | [7 empty] | IP55 | ISO9906:2012 3B |  |  |  |  | EPDM | Integrated Frequency converter |  |  | 1.5 m | [6 empty] | 10 bar |  |  | 55 °C |  |  |  |  | 6.70-5.60 A | [20 empty] | A |  |  | 17.1 kg | 4.2 m³/h |  | 1 x 200-240 V |  |  |  | 9040036 |  |  |  |  | Tank volume 2 l |  |  |  | ISO 228-1 | [5 empty] | Schuko plug |  | PN 10 |  | 3780 p/min |  | 93450914 |  |  |  |  | Stainless steel | Vesi | [5 empty] | HU | 1.1 kW | 360-4000 p/min | Built-in |  |  |  |  | 1 | 1 |  |  |  | 5856248 |  | YES | 2 l | [5 empty] | 0.159 m³ |  |  |  |  | 998.2 kg/m³ |  | 84137075 |  |  | 45.2 m | Stainless steel | 4 |  | EPDM |  | Type E/F (CEE7/7) |  | Rp | Rp | 20 °C | 0 .. 60 °C |  |  |  |  | 60 Hz |  |  |  |  | AVBE
98374702 | CMBE3-93 I-U-C-C-D-A 1x200-240V 50/60 Hz | Rõhutõste | 5 | 1665.716 |  | Jah | Jah | CMBE3-93 I-U-C-C-D-A 1x200-240V 50/60 Hz Rõhutõstepump | Grundfos, Rõhutõstepump, Sagedusmuundur | 29.7 | 60 | 40 | 66.2 | cmbe3-93-i-u-c-c-d-a-1x200-240v-5060-hz | https://avfvouczlgbtrhtqgokx.supabase.co/storage/v1/object/public/products/images/98374702.jpg | https://avfvouczlgbtrhtqgokx.supabase.co/storage/v1/object/public/products/curves/98374702_curve.png | https://avfvouczlgbtrhtqgokx.supabase.co/storage/v1/object/public/products/drawings/98374702_drawing.png |  |  | 5 | CM Booster (CMBE, CM PT, CM PS) (Service kit instructions); CM, CME and Boosters (Service Kit Catalogue); CMBE (I & O instructions); CMBE TWIN (Ohutusjuhised); CMBE, CMBE TWIN (Quick Guide) |  | CE,EAC,CN ROHS EXE,MORO,SEPRO | WRAS |  |  |  |  | 29.7 kg |  |  | AVBE |  |  |  |  | 385185393 |  | WEEE | [6 empty] | F | [7 empty] | IP55 | ISO9906:2012 3B |  |  |  |  | EPDM | Integrated Frequency converter |  |  | 1.5 m | [6 empty] | 10 bar |  |  | 55 °C |  |  |  |  | 9.10-7.60 A | [20 empty] | A |  |  | 19.2 kg | 4.2 m³/h |  | 1 x 200-240 V | [8 empty] | Tank volume 2 l |  |  |  | ISO 228-1 | [5 empty] | Schuko plug |  | PN 10 |  | 3868 p/min |  | 93450917 |  |  |  |  | Stainless steel | Vesi | [5 empty] | HU | 1.5 kW | 360-4000 p/min | Built-in |  |  |  |  | 1 | 1 |  |  |  | 5856250 |  | YES | 2 l | [5 empty] | 0.159 m³ |  |  |  |  | 998.2 kg/m³ |  | 84137075 |  |  | 66.3 m | Stainless steel | 6 |  | EPDM |  | Type E/F (CEE7/7) |  | Rp | Rp | 20 °C | 0 .. 60 °C |  |  |  |  | 50 Hz |  |  |  |  | AVBE
98374704 | CMBE5-62 I-U-C-C-D-B 1x200-240V 50/60 Hz | Rõhutõste | 5 | 2207.6147 |  | Jah | Jah | CMBE5-62 I-U-C-C-D-B 1x200-240V 50/60 Hz Rõhutõstepump | Grundfos, Rõhutõstepump, Sagedusmuundur | 29.79 | 60 | 40 | 66.2 | cmbe5-62-i-u-c-c-d-b-1x200-240v-5060-hz | https://avfvouczlgbtrhtqgokx.supabase.co/storage/v1/object/public/products/images/98374704.jpg | https://avfvouczlgbtrhtqgokx.supabase.co/storage/v1/object/public/products/curves/98374704_curve.png | https://avfvouczlgbtrhtqgokx.supabase.co/storage/v1/object/public/products/drawings/98374704_drawing.png |  |  | 5 | CM Booster (CMBE, CM PT, CM PS) (Service kit instructions); CM, CME and Boosters (Service Kit Catalogue); CMBE (I & O instructions); CMBE TWIN (Ohutusjuhised); CMBE, CMBE TWIN (Quick Guide) |  | CE,EAC,CN ROHS EXE,MORO,SEPRO | WRAS |  |  |  |  | 29.8 kg |  |  | AVBE |  |  |  |  | 385185562 |  | WEEE |  | 4925862 |  |  |  |  | F | [7 empty] | IP55 | ISO9906:2012 3B |  |  |  |  | EPDM | Integrated Frequency converter |  |  | 1.5 m | [6 empty] | 10 bar |  |  | 55 °C |  |  |  |  | 9.10-7.60 A | [20 empty] | A |  |  | 19.3 kg | 6 m³/h |  | 1 x 200-240 V |  |  |  | 1401232 |  |  |  |  | Tank volume 2 l |  |  |  | ISO 228-1 | [5 empty] | Schuko plug |  | PN 10 |  | 3868 p/min |  | 93450919 |  |  |  |  | Stainless steel | Vesi | [5 empty] | HU | 1.5 kW | 360-4000 p/min | Built-in |  |  |  |  | 1 1/4 | 1 |  |  |  | 5856249 |  | YES | 2 l | [5 empty] | 0.159 m³ |  |  |  |  | 998.2 kg/m³ |  | 84137075 |  |  | 47.8 m | Stainless steel | 4 |  | EPDM |  | Type E/F (CEE7/7) |  | Rp | Rp | 20 °C | 0 .. 60 °C |  |  |  |  | 50 Hz |  |  |  |  | AVBE
97916771 | COMFORT 15-14 B | Esiletostetud | 5 | 154.8374 |  | Jah | Jah | COMFORT 15-14 B Sooja tarbevee ringluspump | Grundfos, Tarbevesi, Tsirkulatsioonipump, Vaikne | 1.04 | 19.8 | 13.1 | 9.9 | comfort-15-14-b | https://avfvouczlgbtrhtqgokx.supabase.co/storage/v1/object/public/products/images/97916771.jpg | https://avfvouczlgbtrhtqgokx.supabase.co/storage/v1/object/public/products/curves/97916771_curve.png | https://avfvouczlgbtrhtqgokx.supabase.co/storage/v1/object/public/products/drawings/97916771_drawing.png |  |  | 1 | COMFORT (Quick Guide) | [7 empty] | 1.04 kg | [7 empty] | 380634004 |  |  | ELECT. | 4615601 |  |  |  |  | F |  | Operation mode include None | [5 empty] | IP44 |  |  |  | 1 | [12 empty] | 10 bar | [14 empty] | 0 °C | [16 empty] | 0.94 kg | 0.45 m³/h |  | 1 x 230 V |  |  |  | 9042114 |  | None | [6 empty] | ISO 228-1 |  |  | 80 mm |  |  |  |  | PN 10 | [8 empty] | Brass | Vesi | [5 empty] | DE | [6 empty] | 1/2 inch | [5 empty] | 5803089 | [7 empty] | 7 W | 0.003 m³ |  | Impedance protected | 95 |  | 983.2 kg/m³ |  | 84137030 | CE,VDE,EAC,WEEE | 14 dm | 0.9 m | Composite |  |  |  | Rp |  |  |  |  | 60 °C | 2 .. 95 °C |  |  |  | 0.07 A | 50 / 60 Hz
93093854 | COMFORT 15-14 B T | Sooja tarbevee tsirkulatsioonipump | 5 | 0 |  | Jah | Jah | COMFORT 15-14 B T Sooja tarbevee ringluspump | Grundfos, Tarbevesi, Temperatuuri järgi juhtimine, Tsirkulatsioonipump, Vaikne | 1.08 | 19.8 | 13.1 | 9.9 | comfort-15-14-b-t | https://avfvouczlgbtrhtqgokx.supabase.co/storage/v1/object/public/products/images/93093854.jpg | https://avfvouczlgbtrhtqgokx.supabase.co/storage/v1/object/public/products/curves/93093854_curve.png | https://avfvouczlgbtrhtqgokx.supabase.co/storage/v1/object/public/products/drawings/93093854_drawing.png |  |  | 1 | COMFORT (Quick Guide) | [7 empty] | 1.08 kg | [7 empty] | 380636104 |  |  | ELECT. | [5 empty] | F |  | Operation mode include Temperature | [5 empty] | IP44 |  |  |  | 1 | [12 empty] | 10 bar | [14 empty] | 0 °C | [16 empty] | 0.98 kg | 0.45 m³/h |  | 1 x 230 V | [5 empty] | Temperature | [6 empty] | ISO 228-1 |  |  | 80 mm |  |  |  |  | PN 10 | [8 empty] | Brass | Vesi | [12 empty] | 1/2 inch | [5 empty] | 5792025 | [7 empty] | 7 W | 0.003 m³ |  | Impedance protected | 95 |  | 983.2 kg/m³ |  |  | CE,VDE,EAC,WEEE | 14 dm | 0.9 m | Composite |  |  |  | Rp |  |  |  |  | 60 °C | 2 .. 95 °C |  |  |  | 0.07 A | 50 / 60 Hz
97916757 | COMFORT 15-14 B TA | Sooja tarbevee tsirkulatsioonipump | 5 | 257.2184 |  | Jah | Jah | COMFORT 15-14 B TA Sooja tarbevee ringluspump | Autoadapt, Grundfos, Tarbevesi, Temperatuuri järgi juhtimine, Tsirkulatsioonipump, Vaikne | 1.08 | 19.8 | 13.1 | 9.9 | comfort-15-14-b-ta | https://avfvouczlgbtrhtqgokx.supabase.co/storage/v1/object/public/products/images/97916757.jpg | https://avfvouczlgbtrhtqgokx.supabase.co/storage/v1/object/public/products/curves/97916757_curve.png | https://avfvouczlgbtrhtqgokx.supabase.co/storage/v1/object/public/products/drawings/97916757_drawing.png |  |  | 1 | COMFORT (Quick Guide) | [7 empty] | 1.08 kg | [7 empty] | 380634014 |  |  | ELECT. | [5 empty] | F |  | Operation mode include Temperature | [5 empty] | IP44 |  |  |  | 1 | [27 empty] | 0 °C | [16 empty] | 0.98 kg | 0.45 m³/h |  | 1 x 230 V |  |  |  | 9042115 |  | Temperature | [6 empty] | ISO 228-1 |  |  | 80 mm |  |  |  |  | PN 10 | [8 empty] | Brass | Vesi | [5 empty] | DE | [6 empty] | 1/2 inch | [5 empty] | 5803088 | [7 empty] | 7 W | 0.003 m³ |  | Impedance protected | 95 |  | 983.2 kg/m³ |  | 84137030 | CE,VDE,EAC,WEEE | 14 dm | 0.9 m | Composite |  |  |  | Rp |  |  |  |  | 60 °C | 2 .. 95 °C |  |  |  | 0.07 A | 50 / 60 Hz
93093537 | COMFORT 15-14 B TDT | Sooja tarbevee tsirkulatsioonipump | 5 | 243.5501 |  | Jah | Jah | COMFORT 15-14 B TDT Sooja tarbevee ringluspump | Grundfos, Taimer, Tarbevesi, Temperatuuri järgi juhtimine, Tsirkulatsioonipump, Vaikne | 1.04 | 19.8 | 13.1 | 9.9 | comfort-15-14-b-tdt | https://avfvouczlgbtrhtqgokx.supabase.co/storage/v1/object/public/products/images/93093537.jpg | https://avfvouczlgbtrhtqgokx.supabase.co/storage/v1/object/public/products/curves/93093537_curve.png | https://avfvouczlgbtrhtqgokx.supabase.co/storage/v1/object/public/products/drawings/93093537_drawing.png |  |  | 1 | COMFORT (Quick Guide) | [7 empty] | 1.04 kg | [7 empty] | 380636004 |  |  | ELECT. | [5 empty] | F |  | Operation mode include Timer | [5 empty] | IP44 |  |  |  | 1 | [12 empty] | 10 bar | [14 empty] | 0 °C | [16 empty] | 0.94 kg | 0.45 m³/h |  | 1 x 230 V |  |  |  | 1383193 |  | Timer | [6 empty] | ISO 228-1 |  |  | 80 mm |  |  |  |  | PN 10 | [8 empty] | Brass | Vesi | [12 empty] | 1/2 inch | [5 empty] | 5792023 | [7 empty] | 7 W | 0.003 m³ |  | Impedance protected | 95 |  | 983.2 kg/m³ |  | 84137030 | CE,VDE,EAC,WEEE | 14 dm | 0.9 m | Composite |  |  |  | Rp |  |  |  |  | 60 °C | 2 .. 95 °C |  |  |  | 0.07 A | 50 / 60 Hz
99812350 | COMFORT 15-14 BDT PM | Sooja tarbevee tsirkulatsioonipump | 5 | 209.4476 |  | Jah | Jah | COMFORT 15-14 BDT PM Sooja tarbevee ringluspump | Grundfos, Taimer, Tarbevesi, Tsirkulatsioonipump, Vaikne | 1.04 | 19.8 | 13.1 | 9.9 | comfort-15-14-bdt-pm | https://avfvouczlgbtrhtqgokx.supabase.co/storage/v1/object/public/products/images/99812350.jpg | https://avfvouczlgbtrhtqgokx.supabase.co/storage/v1/object/public/products/curves/99812350_curve.png | https://avfvouczlgbtrhtqgokx.supabase.co/storage/v1/object/public/products/drawings/99812350_drawing.png |  |  | 1 | COMFORT (Quick Guide) | [7 empty] | 1.04 kg | [10 empty] | ELECT. | [5 empty] | F |  | Operation mode include Timer | [5 empty] | IP44 |  |  |  | 1 | [12 empty] | 10 bar | [14 empty] | 0 °C | [16 empty] | 0.94 kg | 0.45 m³/h |  | 1 x 230 V | [5 empty] | Timer | [6 empty] | ISO 228-1 |  |  | 80 mm |  |  |  |  | PN 10 | [8 empty] | Brass | Vesi | [12 empty] | 1/2 inch | [13 empty] | 7 W | 0.003 m³ |  | Impedance protected | 95 |  | 983.2 kg/m³ |  |  | CE,VDE,EAC,WEEE | 14 dm | 0.9 m | Composite |  |  |  | Rp |  |  |  |  | 60 °C | 2 .. 95 °C |  |  |  | 0.07 A | 50 / 60 Hz
97916772 | COMFORT 15-14 BX | Sooja tarbevee tsirkulatsioonipump | 5 | 175.2821 |  | Jah | Jah | COMFORT 15-14 BX Sooja tarbevee ringluspump | Grundfos, Tarbevesi, Tsirkulatsioonipump, Vaikne | 1.24 | 19.8 | 13.1 | 9.9 | comfort-15-14-bx | https://avfvouczlgbtrhtqgokx.supabase.co/storage/v1/object/public/products/images/97916772.jpg | https://avfvouczlgbtrhtqgokx.supabase.co/storage/v1/object/public/products/curves/97916772_curve.png | https://avfvouczlgbtrhtqgokx.supabase.co/storage/v1/object/public/products/drawings/97916772_drawing.png |  |  | 1 | COMFORT (Quick Guide) | [7 empty] | 1.24 kg | [7 empty] | 380635110 |  |  | ELECT. | [5 empty] | F |  | Operation mode include None | [5 empty] | IP44 |  |  |  | 1 | [27 empty] | 0 °C | [16 empty] | 1.14 kg | 0.33 m³/h |  | 1 x 230 V |  |  |  | 9042116 |  | None | [6 empty] | ISO 228-1 |  |  | 140 mm |  |  |  |  | PN 10 | [8 empty] | Brass | Vesi | [12 empty] | 1 inch | [5 empty] | 5803086 | [7 empty] | 7 W | 0.003 m³ |  | Impedance protected | 95 |  | 983.2 kg/m³ |  |  | CE,VDE,EAC,WEEE | 14 dm | 0.78 m | Composite |  |  |  | G |  |  |  |  | 60 °C | 2 .. 95 °C |  |  |  | 0.07 A | 50 / 60 Hz
93094846 | COMFORT 15-14 BX T | Sooja tarbevee tsirkulatsioonipump | 5 | 0 |  | Jah | Jah | COMFORT 15-14 BX T Sooja tarbevee ringluspump | Grundfos, Tarbevesi, Temperatuuri järgi juhtimine, Tsirkulatsioonipump, Vaikne | 1.24 | 19.8 | 13.1 | 9.9 | comfort-15-14-bx-t | https://avfvouczlgbtrhtqgokx.supabase.co/storage/v1/object/public/products/images/93094846.jpg | https://avfvouczlgbtrhtqgokx.supabase.co/storage/v1/object/public/products/curves/93094846_curve.png | https://avfvouczlgbtrhtqgokx.supabase.co/storage/v1/object/public/products/drawings/93094846_drawing.png |  |  | 1 | COMFORT (Quick Guide) | [7 empty] | 1.24 kg | [10 empty] | ELECT. | [5 empty] | F |  | Operation mode include Temperature | [5 empty] | IP44 |  |  |  | 1 | [27 empty] | 0 °C | [16 empty] | 1.14 kg | 0.33 m³/h |  | 1 x 230 V | [5 empty] | Temperature | [6 empty] | ISO 228-1 |  |  | 140 mm |  |  |  |  | PN 10 | [8 empty] | Brass | Vesi | [12 empty] | 1 inch | [5 empty] | 5792024 | [7 empty] | 7 W | 0.003 m³ |  | Impedance protected | 95 |  | 983.2 kg/m³ |  |  | CE,VDE,EAC,WEEE | 14 dm | 0.9 m | Composite |  |  |  | G |  |  |  |  | 60 °C | 2 .. 95 °C |  |  |  | 0.07 A | 50 / 60 Hz
97916749 | COMFORT 15-14 BX TA | Sooja tarbevee tsirkulatsioonipump | 5 | 277.7786 |  | Jah | Jah | COMFORT 15-14 BX TA Sooja tarbevee ringluspump | Autoadapt, Grundfos, Tarbevesi, Temperatuuri järgi juhtimine, Tsirkulatsioonipump, Vaikne | 1.28 | 19.8 | 13.1 | 9.9 | comfort-15-14-bx-ta | https://avfvouczlgbtrhtqgokx.supabase.co/storage/v1/object/public/products/images/97916749.jpg | https://avfvouczlgbtrhtqgokx.supabase.co/storage/v1/object/public/products/curves/97916749_curve.png | https://avfvouczlgbtrhtqgokx.supabase.co/storage/v1/object/public/products/drawings/97916749_drawing.png |  |  | 1 | COMFORT (Quick Guide) | [7 empty] | 1.28 kg | [7 empty] | 380635120 |  |  | ELECT. | [5 empty] | F |  | Operation mode include Temperature | [5 empty] | IP44 |  |  |  | 1 | [12 empty] | 10 bar | [14 empty] | 0 °C | [16 empty] | 1.18 kg | 0.33 m³/h |  | 1 x 230 V |  |  |  | 9042117 |  | Temperature | [6 empty] | ISO 228-1 |  |  | 140 mm |  |  |  |  | PN 10 | [8 empty] | Brass | Vesi | [5 empty] | DE | [6 empty] | 1 inch | [5 empty] | 5803087 | [7 empty] | 7 W | 0.003 m³ |  | Impedance protected | 95 |  | 983.2 kg/m³ |  | 84137030 | CE,VDE,EAC,WEEE | 14 dm | 0.78 m | Composite |  |  |  | G |  |  |  |  | 60 °C | 2 .. 95 °C |  |  |  | 0.07 A | 50 / 60 Hz
93093665 | COMFORT 15-14 BX TDT | Sooja tarbevee tsirkulatsioonipump | 5 | 264.1103 |  | Jah | Jah | COMFORT 15-14 BX TDT Sooja tarbevee ringluspump | Grundfos, Taimer, Tarbevesi, Temperatuuri järgi juhtimine, Tsirkulatsioonipump, Vaikne | 1.24 | 19.8 | 13.1 | 9.9 | comfort-15-14-bx-tdt | https://avfvouczlgbtrhtqgokx.supabase.co/storage/v1/object/public/products/images/93093665.jpg | https://avfvouczlgbtrhtqgokx.supabase.co/storage/v1/object/public/products/curves/93093665_curve.png | https://avfvouczlgbtrhtqgokx.supabase.co/storage/v1/object/public/products/drawings/93093665_drawing.png |  |  | 1 | COMFORT (Quick Guide) | [7 empty] | 1.24 kg | [10 empty] | ELECT. | [5 empty] | F |  | Operation mode include Timer | [5 empty] | IP44 |  |  |  | 1 | [12 empty] | 10 bar | [14 empty] | 0 °C | [16 empty] | 1.14 kg | 0.33 m³/h |  | 1 x 230 V | [5 empty] | Timer | [6 empty] | ISO 228-1 |  |  | 140 mm |  |  |  |  | PN 10 | [8 empty] | Brass | Vesi | [5 empty] | DE | [6 empty] | 1 inch | [5 empty] | 5792026 | [7 empty] | 7 W | 0.003 m³ |  | Impedance protected | 95 |  | 983.2 kg/m³ |  | 84137030 | CE,VDE,EAC,WEEE | 14 dm | 0.78 m | Composite |  |  |  | G |  |  |  |  | 60 °C | 2 .. 95 °C |  |  |  | 0.07 A | 50 / 60 Hz
93095662 | COMFORT 15-14 M | Sooja tarbevee tsirkulatsioonipump | 5 | 145.3505 |  | Jah | Jah | COMFORT 15-14 M Sooja tarbevee ringluspump | Grundfos, Tarbevesi, Tsirkulatsioonipump, Vaikne | 0.66 | 19.8 | 13.1 | 9.9 | comfort-15-14-m | https://avfvouczlgbtrhtqgokx.supabase.co/storage/v1/object/public/products/images/93095662.jpg | https://avfvouczlgbtrhtqgokx.supabase.co/storage/v1/object/public/products/curves/93095662_curve.png | https://avfvouczlgbtrhtqgokx.supabase.co/storage/v1/object/public/products/drawings/93095662_drawing.png |  |  | 1 | COMFORT (Quick Guide) | [7 empty] | 0.66 kg | [10 empty] | ELECT. | [5 empty] | F |  | Operation mode include None | [5 empty] | IP44 |  |  |  | 1 | [12 empty] | 10 bar | [14 empty] | 0 °C | [16 empty] | 0.56 kg | 0.45 m³/h |  | 1 x 230 V | [5 empty] | None | [6 empty] | ISO 228-1 |  |  | 80 mm |  |  |  |  | PN 10 | [8 empty] | CuZn39Pb3, MS58 | Vesi | [12 empty] | 1/2 inch | [5 empty] | 5830069 | [7 empty] | 7 W | 0.003 m³ |  | Impedance protected | 95 |  | 983.2 kg/m³ |  |  | CE,VDE,WEEE | 14 dm | 0.839 m | Composite | [8 empty] | 60 °C | 2 .. 95 °C |  |  |  | 0.07 A | 50 / 60 Hz
99458766 | JP 3-42 1x230V 50Hz 1,5m SCHUKO HU | Salvkaevud | 5 | 234.5178 |  | Jah | Jah | JP 3-42 1x230V 50Hz 1,5m SCHUKO HU Rõhutõstepump | Grundfos, Salvkaev, Veepump | 11 | 46.8 | 23.3 | 23.1 | jp-3-42-1x230v-50hz-15m-schuko-hu | https://avfvouczlgbtrhtqgokx.supabase.co/storage/v1/object/public/products/images/99458766.jpg | https://avfvouczlgbtrhtqgokx.supabase.co/storage/v1/object/public/products/curves/99458766_curve.png | https://avfvouczlgbtrhtqgokx.supabase.co/storage/v1/object/public/products/drawings/99458766_drawing.png |  |  | 3 | JP ja JP Booster (Ohutusjuhised ja muu tähtis informatsioon); JP ja JP Booster (Paigaldus- ja kasutusjuhend); JP, JPC, JPA, JPD (Service kit instruction) | [7 empty] | 11 kg |  |  | BBVP | [6 empty] | WEEE |  | 4732535 |  |  |  |  | F |  |  |  | Y |  |  |  | IP44 | ISO9906:2012 3B |  |  |  | 14 µF/450 V |  |  |  | 13.2 A | 1.5 m |  | on/off lüliti puudub | [9 empty] | S | [5 empty] | 1 bar | [17 empty] | A |  |  | 9 kg | 3 m³/h |  | 1 x 220-240 V | 3.2 A | 0.55 kW | [10 empty] | ISO 228-1 |  |  |  |  | 700 W | Schuko plug | ilma Presscontrol'ita | PN 6 |  |  | G1 |  |  | G1 |  |  | Stainless steel | Vesi | [5 empty] | HU |  | 2850 p/min | [19 empty] | 0.026 m³ |  |  |  |  | 998.2 kg/m³ |  | 84137051 | CE,EAC | 42 m | 36.5 m | Composite |  | S |  |  | Type E/F (CEE7/7) |  |  |  | 20 °C | 0 .. 40 °C |  |  |  |  | 50 Hz |  |  |  |  | BBVP |  | 0 .. 40 °C
99463874 | JP 3-42 PT-H 1x230V 50Hz 1,5m SCHUKO HU | Salvkaevud | 5 | 365.4934 |  | Jah | Jah | JP 3-42 PT-H 1x230V 50Hz 1,5m SCHUKO HU Veeautomaat | Grundfos, Salvkaev, Veeautomaat | 18 | 56.1 | 34.9 | 60.7 | jp-3-42-pt-h-1x230v-50hz-15m-schuko-hu | https://avfvouczlgbtrhtqgokx.supabase.co/storage/v1/object/public/products/images/99463874.jpg | https://avfvouczlgbtrhtqgokx.supabase.co/storage/v1/object/public/products/curves/99463874_curve.png | https://avfvouczlgbtrhtqgokx.supabase.co/storage/v1/object/public/products/drawings/99463874_drawing.png |  |  | 8 | JP Booster PM 1 (Safety instructions); JP Booster PM 2 (Safety instructions); JP BOOSTER PT (Quick Guide); JP Booster PT (Safety instructions); JP ja JP Booster (Ohutusjuhised ja muu tähtis informatsioon); JP ja JP Booster (Paigaldus- ja kasutusjuhend); JP, JP Booster (Service kit instructions); JPA PT / JPC PT / JPD PT / JPA / JPC (Quick Guide) | N | [6 empty] | 18 kg |  |  | BBVP | [6 empty] | WEEE |  | 4732539 |  |  |  | 1 inch | F |  | Type of connector Type E/F (CEE7/7) | [5 empty] | IP44 | ISO9906:2012 3B |  |  |  | 14 µF/450 V |  | 2.2 bar |  | 13.2 A | 1.5 m | [6 empty] | PN 6 bar |  |  |  |  | A | [23 empty] | A |  |  | 15 kg | 3 m³/h |  | 1 x 220-240 V | 3.2 A | 0.55 kW | [6 empty] | Tank volume 20 l |  |  |  | ISO 228-1 |  |  |  |  | 700 W | SCHUKO |  | PN 6 | [7 empty] | A | Stainless steel | Vesi | [5 empty] | HU |  | 2850 p/min | [9 empty] | 1 inch |  |  |  | 20 l | [10 empty] | 998.2 kg/m³ |  | 84137051 | CE,EAC,UKCA |  | 36.5 m | Composite |  | A |  |  | Type E/F (CEE7/7) |  | G(F) | G(F) | 20 °C | 0 .. 40 °C |  |  |  |  | 50 Hz |  |  |  |  | BBVP |  | 0 .. 40 °C
99458767 | JP 4-47 1x230V 50Hz 1,5m SCHUKO HU | Salvkaevud | 5 | 269.5139 |  | Jah | Jah | JP 4-47 1x230V 50Hz 1,5m SCHUKO HU Rõhutõstepump | Grundfos, Salvkaev, Veepump | 12 | 46.8 | 23.3 | 23.1 | jp-4-47-1x230v-50hz-15m-schuko-hu | https://avfvouczlgbtrhtqgokx.supabase.co/storage/v1/object/public/products/images/99458767.jpg | https://avfvouczlgbtrhtqgokx.supabase.co/storage/v1/object/public/products/curves/99458767_curve.png | https://avfvouczlgbtrhtqgokx.supabase.co/storage/v1/object/public/products/drawings/99458767_drawing.png |  |  | 3 | JP ja JP Booster (Ohutusjuhised ja muu tähtis informatsioon); JP ja JP Booster (Paigaldus- ja kasutusjuhend); JP, JPC, JPA, JPD (Service kit instruction) | [7 empty] | 12 kg |  |  | BBVP | [6 empty] | WEEE |  | 4732536 |  |  |  |  | F |  |  |  | Y |  |  |  | IP44 | ISO9906:2012 3B |  |  |  | 14 µF/450 V |  |  |  | 13.2 A | 1.5 m |  | on/off lüliti puudub |  |  |  |  | 6 bar |  |  |  |  | S | [5 empty] | 1 bar | [17 empty] | A |  |  | 9 kg | 4 m³/h |  | 1 x 220-240 V | 3.9 A | 0.55 kW |  | 9040046 | [8 empty] | ISO 228-1 |  |  |  |  | 840 W | Schuko plug | ilma Presscontrol'ita | PN 6 |  |  | G1 |  |  | G1 |  |  | Stainless steel | Vesi | [5 empty] | HU |  | 2800 p/min | [19 empty] | 0.026 m³ |  |  |  |  | 998.2 kg/m³ |  | 84137051 | CE,EAC | 44.5 m | 41 m | Composite |  | S |  |  | Type E/F (CEE7/7) |  |  |  | 20 °C | 0 .. 40 °C |  |  |  |  | 50 Hz |  |  |  |  | BBVP |  | 0 .. 40 °C
99463875 | JP 4-47 PT-H 1x230V 50Hz 1,5m SCHUKO HU | Salvkaevud | 5 | 383.2004 |  | Jah | Jah | JP 4-47 PT-H 1x230V 50Hz 1,5m SCHUKO HU Veeautomaat | Grundfos, Salvkaev, Veeautomaat | 19 | 56.1 | 34.9 | 60.7 | jp-4-47-pt-h-1x230v-50hz-15m-schuko-hu | https://avfvouczlgbtrhtqgokx.supabase.co/storage/v1/object/public/products/images/99463875.jpg | https://avfvouczlgbtrhtqgokx.supabase.co/storage/v1/object/public/products/curves/99463875_curve.png | https://avfvouczlgbtrhtqgokx.supabase.co/storage/v1/object/public/products/drawings/99463875_drawing.png |  |  | 8 | JP Booster PM 1 (Safety instructions); JP Booster PM 2 (Safety instructions); JP BOOSTER PT (Quick Guide); JP Booster PT (Safety instructions); JP ja JP Booster (Ohutusjuhised ja muu tähtis informatsioon); JP ja JP Booster (Paigaldus- ja kasutusjuhend); JP, JP Booster (Service kit instructions); JPA PT / JPC PT / JPD PT / JPA / JPC (Quick Guide) | N | [6 empty] | 19 kg |  |  | BBVP | [6 empty] | WEEE |  | 4732540 |  |  |  | 1 inch | F |  | Type of connector Type E/F (CEE7/7) | [5 empty] | IP44 | ISO9906:2012 3B |  |  |  | 14 µF/450 V |  | 2.2 bar |  | 13.2 A | 1.5 m | [6 empty] | PN 6 bar |  |  |  |  | A | [23 empty] | A |  |  | 15 kg | 4 m³/h |  | 1 x 220-240 V | 3.9 A | 0.55 kW |  | 9040044 |  |  |  |  | Tank volume 20 l |  |  |  | ISO 228-1 |  |  |  |  | 840 W | SCHUKO |  | PN 6 | [7 empty] | A | Stainless steel | Vesi | [7 empty] | 2800 p/min | [9 empty] | 1 inch |  |  |  | 20 l | [10 empty] | 998.2 kg/m³ |  | 84137051 | CE,EAC,UKCA |  | 41 m | Composite |  | A |  |  | Type E/F (CEE7/7) |  | G(F) | G(F) | 20 °C | 0 .. 40 °C |  |  |  |  | 50 Hz |  |  |  |  | BBVP |  | 0 .. 40 °C
99458768 | JP 4-54 1x230V 50Hz 1,5m SCHUKO HU | Salvkaevud | 5 | 283.011 |  | Jah | Jah | JP 4-54 1x230V 50Hz 1,5m SCHUKO HU Rõhutõstepump | Grundfos, Salvkaev, Veepump | 14 | 48 | 23.3 | 23.1 | jp-4-54-1x230v-50hz-15m-schuko-hu | https://avfvouczlgbtrhtqgokx.supabase.co/storage/v1/object/public/products/images/99458768.jpg | https://avfvouczlgbtrhtqgokx.supabase.co/storage/v1/object/public/products/curves/99458768_curve.png | https://avfvouczlgbtrhtqgokx.supabase.co/storage/v1/object/public/products/drawings/99458768_drawing.png |  |  | 3 | JP ja JP Booster (Ohutusjuhised ja muu tähtis informatsioon); JP ja JP Booster (Paigaldus- ja kasutusjuhend); JP, JPC, JPA, JPD (Service kit instruction) | [7 empty] | 14 kg |  |  | BBVP | [6 empty] | WEEE |  | 4732537 |  |  |  |  | F |  |  |  | Y |  |  |  | IP44 | ISO9906:2012 3B |  |  |  | 35 µF/450 V |  |  |  | 16.9 A | 1.5 m |  | on/off lüliti puudub |  |  |  |  | 6 bar |  |  |  |  | S | [5 empty] | 1 bar | [17 empty] | A |  |  | 10 kg | 4 m³/h |  |  | 4.5 A | 0.75 kW | [10 empty] | ISO 228-1 |  |  |  |  | 1020 W | Schuko plug | ilma Presscontrol'ita | PN 6 |  |  | G1 |  |  | G1 |  |  | Stainless steel | Vesi | [5 empty] | HU |  | 2840 p/min | [19 empty] | 0.026 m³ |  |  |  |  | 998.2 kg/m³ |  | 84137051 | CE,EAC | 50 m | 46 m | Composite |  | S |  |  | Type E/F (CEE7/7) |  |  |  | 20 °C | 0 .. 40 °C |  |  |  |  | 50 Hz |  |  |  |  | BBVP |  | 0 .. 40 °C
99458789 | JP 4-54 1x230V 50Hz 1,5m UK HU | Salvkaevud | 5 | 283.011 |  | Jah | Jah | JP 4-54 1x230V 50Hz 1,5m UK HU | Grundfos, Salvkaev, Veepump | 14 | 48 | 23.3 | 23.1 | jp-4-54-1x230v-50hz-15m-uk-hu | https://avfvouczlgbtrhtqgokx.supabase.co/storage/v1/object/public/products/images/99458789.jpg | https://avfvouczlgbtrhtqgokx.supabase.co/storage/v1/object/public/products/curves/99458789_curve.png | https://avfvouczlgbtrhtqgokx.supabase.co/storage/v1/object/public/products/drawings/99458789_drawing.png |  |  | 3 | JP ja JP Booster (Ohutusjuhised ja muu tähtis informatsioon); JP ja JP Booster (Paigaldus- ja kasutusjuhend); JP, JPC, JPA, JPD (Service kit instruction) | [7 empty] | 14 kg |  |  | BBVP | [6 empty] | WEEE | [6 empty] | F |  |  |  | Y |  |  |  | IP44 | ISO9906:2012 3B |  |  |  | 35 µF/450 V |  |  |  | 16.9 A | 1.5 m |  | on/off lüliti puudub |  |  |  |  | 6 bar |  |  |  |  | S | [5 empty] | 1 bar | [20 empty] | 12 kg | 4 m³/h |  | 1 x 220-240 V | 4.5 A | 0.75 kW | [10 empty] | ISO 228-1 |  |  |  |  | 1020 W | UK plug | ilma Presscontrol'ita | PN 6 |  |  | G1 |  |  | G1 |  |  | Stainless steel | Vesi | [7 empty] | 2840 p/min | [19 empty] | 0.026 m³ |  |  |  |  | 998.2 kg/m³ |  |  | CE,UKCA | 50 m | 46 m | Composite |  | S |  |  | Type G (BS1363) |  |  |  | 20 °C | 0 .. 40 °C |  |  |  |  | 50 Hz |  |  |  |  | BBVP |  | 0 .. 40 °C
99463876 | JP 4-54 PT-H 1x230V 50Hz 1,5m SCHUKO HU | Salvkaevud | 5 | 402.3427 |  | Jah | Jah | JP 4-54 PT-H 1x230V 50Hz 1,5m SCHUKO HU Veeautomaat | Grundfos, Salvkaev, Veeautomaat | 22 | 57.7 | 34.9 | 60.7 | jp-4-54-pt-h-1x230v-50hz-15m-schuko-hu | https://avfvouczlgbtrhtqgokx.supabase.co/storage/v1/object/public/products/images/99463876.jpg | https://avfvouczlgbtrhtqgokx.supabase.co/storage/v1/object/public/products/curves/99463876_curve.png | https://avfvouczlgbtrhtqgokx.supabase.co/storage/v1/object/public/products/drawings/99463876_drawing.png |  |  | 8 | JP Booster PM 1 (Safety instructions); JP Booster PM 2 (Safety instructions); JP BOOSTER PT (Quick Guide); JP Booster PT (Safety instructions); JP ja JP Booster (Ohutusjuhised ja muu tähtis informatsioon); JP ja JP Booster (Paigaldus- ja kasutusjuhend); JP, JP Booster (Service kit instructions); JPA PT / JPC PT / JPD PT / JPA / JPC (Quick Guide) | N | [6 empty] | 22 kg |  |  | BBVP | [6 empty] | WEEE |  | 4732541 |  |  |  | 1 inch | F |  | Type of connector Type E/F (CEE7/7) | [5 empty] | IP44 | ISO9906:2012 3B |  |  |  | 35 µF/450 V |  | 2.2 bar |  | 16.9 A | 1.5 m | [6 empty] | PN 6 bar |  |  |  |  | A | [23 empty] | A |  |  | 21 kg | 4 m³/h |  |  | 4.5 A | 0.75 kW | [6 empty] | Tank volume 20 l |  |  |  | ISO 228-1 |  |  |  |  | 1020 W | SCHUKO |  | PN 6 | [7 empty] | A | Stainless steel | Vesi | [5 empty] | HU |  | 2840 p/min | [9 empty] | 1 inch |  |  |  | 20 l | [10 empty] | 998.2 kg/m³ |  | 84137051 | CE,EAC |  | 46 m | Composite |  | A |  |  | Type E/F (CEE7/7) |  | G(F) | G(F) | 20 °C | 0 .. 40 °C |  |  |  |  | 50 Hz |  |  |  |  | BBVP |  | 0 .. 40 °C
99458769 | JP 5-48 1x230V 50Hz 1,5m SCHUKO HU | Salvkaevud | 5 | 296.4332 |  | Jah | Jah | JP 5-48 1x230V 50Hz 1,5m SCHUKO HU Rõhutõstepump | Grundfos, Salvkaev, Veepump | 15 | 48 | 23.3 | 23.1 | jp-5-48-1x230v-50hz-15m-schuko-hu | https://avfvouczlgbtrhtqgokx.supabase.co/storage/v1/object/public/products/images/99458769.jpg | https://avfvouczlgbtrhtqgokx.supabase.co/storage/v1/object/public/products/curves/99458769_curve.png | https://avfvouczlgbtrhtqgokx.supabase.co/storage/v1/object/public/products/drawings/99458769_drawing.png |  |  | 3 | JP ja JP Booster (Ohutusjuhised ja muu tähtis informatsioon); JP ja JP Booster (Paigaldus- ja kasutusjuhend); JP, JPC, JPA, JPD (Service kit instruction) | [7 empty] | 15 kg |  |  | BBVP |  |  |  |  | 385534050 |  | WEEE |  | 4732538 |  |  |  |  | F |  |  |  | Y |  |  |  | IP44 | ISO9906:2012 3B |  |  |  | 35 µF/450 V |  |  |  | 28.4 A | 1.5 m |  | on/off lüliti puudub | [9 empty] | S | [5 empty] | 1 bar | [17 empty] | A |  |  | 13 kg | 5 m³/h |  | 1 x 220-240 V | 6.1 A | 1 kW |  | 9040047 | [8 empty] | ISO 228-1 |  |  |  |  | 1390 W | Schuko plug | ilma Presscontrol'ita | PN 6 |  |  | G1 |  |  | G1 |  |  | Stainless steel | Vesi | [5 empty] | HU |  | 2870 p/min | [10 empty] | 5928696 | [8 empty] | 0.026 m³ |  |  |  |  | 998.2 kg/m³ |  | 84137051 | CE,EAC | 48 m | 45.6 m | Composite |  | S |  |  | Type E/F (CEE7/7) |  |  |  | 20 °C | 0 .. 40 °C |  |  |  |  | 50 Hz |  |  |  |  | BBVP |  | 0 .. 40 °C
99463877 | JP 5-48 PT-H 1x230V 50Hz 1,5m SCHUKO HU | Salvkaevud | 5 | 424.7629 |  | Jah | Jah | JP 5-48 PT-H 1x230V 50Hz 1,5m SCHUKO HU Veeautomaat | Grundfos, Salvkaev, Veeautomaat | 23 | 57.7 | 34.9 | 60.7 | jp-5-48-pt-h-1x230v-50hz-15m-schuko-hu | https://avfvouczlgbtrhtqgokx.supabase.co/storage/v1/object/public/products/images/99463877.jpg | https://avfvouczlgbtrhtqgokx.supabase.co/storage/v1/object/public/products/curves/99463877_curve.png | https://avfvouczlgbtrhtqgokx.supabase.co/storage/v1/object/public/products/drawings/99463877_drawing.png |  |  | 8 | JP Booster PM 1 (Safety instructions); JP Booster PM 2 (Safety instructions); JP BOOSTER PT (Quick Guide); JP Booster PT (Safety instructions); JP ja JP Booster (Ohutusjuhised ja muu tähtis informatsioon); JP ja JP Booster (Paigaldus- ja kasutusjuhend); JP, JP Booster (Service kit instructions); JPA PT / JPC PT / JPD PT / JPA / JPC (Quick Guide) | N | [6 empty] | 23 kg |  |  | BBVP | [6 empty] | WEEE |  | 4732542 |  |  |  | 1 inch | F |  | Type of connector Type E/F (CEE7/7) | [5 empty] | IP44 | ISO9906:2012 3B |  |  |  | 35 µF/450 V |  | 2.2 bar |  | 28.4 A | 1.5 m | [6 empty] | PN 6 bar |  |  |  |  | A | [23 empty] | A |  |  | 19 kg | 5 m³/h |  | 1 x 220-240 V | 6.1 A | 1 kW |  | 9040042 |  |  |  |  | Tank volume 20 l |  |  |  | ISO 228-1 |  |  |  |  | 1390 W | SCHUKO |  | PN 6 | [7 empty] | A | Stainless steel | Vesi | [5 empty] | HU |  | 2870 p/min | [9 empty] | 1 inch | 5928697 |  |  | 20 l | [10 empty] | 998.2 kg/m³ |  | 84137051 | CE,EAC |  | 45.6 m | Composite |  | A |  |  | Type E/F (CEE7/7) |  | G(F) | G(F) | 20 °C | 0 .. 40 °C |  |  |  |  | 50 Hz |  |  |  |  | BBVP |  | 0 .. 40 °C
99594666 | JP 5-48 PT-H 60L, 230V, 50Hz, SCHUKO HU | Salvkaevud | 5 | 552.9534 |  | Jah | Jah | JP 5-48 PT-H 60L, 230V, 50Hz, SCHUKO HU Veeautomaat | Grundfos, Salvkaev, Veeautomaat | 30.5 | 42 | 75 | 76 | jp-5-48-pt-h-60l-230v-50hz-schuko-hu | https://avfvouczlgbtrhtqgokx.supabase.co/storage/v1/object/public/products/images/99594666.jpg | https://avfvouczlgbtrhtqgokx.supabase.co/storage/v1/object/public/products/curves/99594666_curve.png | https://avfvouczlgbtrhtqgokx.supabase.co/storage/v1/object/public/products/drawings/99594666_drawing.png |  |  | 8 | JP Booster PM 1 (Safety instructions); JP Booster PM 2 (Safety instructions); JP BOOSTER PT (Quick Guide); JP Booster PT (Safety instructions); JP ja JP Booster (Ohutusjuhised ja muu tähtis informatsioon); JP ja JP Booster (Paigaldus- ja kasutusjuhend); JP, JP Booster (Service kit instructions); JPA PT / JPC PT / JPD PT / JPA / JPC (Quick Guide) | N | [6 empty] | 30.5 kg |  |  | BBVP | [6 empty] | WEEE | [5 empty] | 1 inch | F |  | Type of connector Type E/F (CEE7/7) | [5 empty] | IP44 | ISO9906:2012 3B |  |  |  | 35 µF/450 V |  | 2.2 bar |  | 28.4 A | 1.5 m | [11 empty] | A | [23 empty] | A |  |  | 26 kg | 5 m³/h |  | 1 x 220-240 V | 6.1 A | 1 kW | [6 empty] | Tank volume 60 l |  |  |  | ISO 228-1 |  |  |  |  | 1390 W | SCHUKO |  | PN 6 | [7 empty] | A | Stainless steel | Vesi | [5 empty] | HU |  | 2870 p/min | [9 empty] | 1 inch |  |  |  | 60 l | [10 empty] | 998.2 kg/m³ |  | 84137051 | CE,EAC |  | 45.6 m | Composite |  | A |  |  | Type E/F (CEE7/7) |  | G(F) | G(F) | 20 °C | 0 .. 40 °C |  |  |  |  | 50 Hz |  |  |  |  | BBVP |  | 0 .. 40 °C
96524502 | Konstantse rõhu kmpl SQE 3-65 20m kaabel | SQE kpl. | 5 | 1593.4014 |  | Jah | Jah | Konstantse rõhu kmpl SQE 3-65 20 m kaabel | Elektrooniline kaitse, Grundfos, Komplekt, Püsirõhk, Puurkaevupump | 15.5 | 106.2 | 34 | 30 | konstantse-rohu-kmpl-sqe-3-65-20m-kaabel |  |  | https://avfvouczlgbtrhtqgokx.supabase.co/storage/v1/object/public/products/drawings/96524502_drawing.png
96524501 | Konstantse rõhu kmpl SQE 3-65 40m kaabel | SQE kpl. | 5 | 1628.8619 |  | Jah | Jah | Konstantse rõhu kmpl SQE 3-65 40m kaabel | Elektrooniline kaitse, Grundfos, Komplekt, Püsirõhk, Puurkaevupump | 17.5 | 106.2 | 34 | 30 | konstantse-rohu-kmpl-sqe-3-65-40m-kaabel | https://avfvouczlgbtrhtqgokx.supabase.co/storage/v1/object/public/products/images/96524501.jpg | https://avfvouczlgbtrhtqgokx.supabase.co/storage/v1/object/public/products/curves/96524501_curve.png | https://avfvouczlgbtrhtqgokx.supabase.co/storage/v1/object/public/products/drawings/96524501_drawing.png | [125 empty] | MX | [28 empty] | 85371098
96524505 | Konstantse rõhu komplekt SQE 2-55 | SQE kpl. | 5 | 1464.5432 |  | Jah | Jah | Konstantse rõhu komplekt SQE 2-55 | Elektrooniline kaitse, Grundfos, Komplekt, Püsirõhk, Puurkaevupump | 16.5 | 106.2 | 34 | 30 | konstantse-rohu-komplekt-sqe-2-55 |  |  | https://avfvouczlgbtrhtqgokx.supabase.co/storage/v1/object/public/products/drawings/96524505_drawing.png
011H1800 | KP150-A-1 1x220-230V 50Hz Schuko 10m | Unilift KP | 5 | 296.2296 |  | Jah | Jah | KP150-A-1 1x220-230V 50Hz Schuko 10m Drenaažipump | Drenaažipump, Grundfos, Roostevaba | 6.83 | 29.5 | 15.5 | 30 | kp150-a-1-1x220-230v-50hz-schuko-10m | https://avfvouczlgbtrhtqgokx.supabase.co/storage/v1/object/public/products/images/011H1800.jpg | https://avfvouczlgbtrhtqgokx.supabase.co/storage/v1/object/public/products/curves/011H1800_curve.png | https://avfvouczlgbtrhtqgokx.supabase.co/storage/v1/object/public/products/drawings/011H1800_drawing.png | [5 empty] | CE,VDE,LGABG,EAC,TUVRHWID,MORO,UKCA,SEPRO | [5 empty] | 6.83 kg | [7 empty] | 391215016 |  | WEEE |  | 4822503 |  |  |  |  | F |  | Nivoolüliti A |  |  |  |  | SCHUKO | IP68 |  |  |  |  | 8 µF/400 V | [5 empty] | 10 m | [7 empty] | 10 mm |  |  |  | 2.36 l/s |  |  | 7 m | [19 empty] | A |  |  | 6.1 kg |  |  | 1 x 220-230 V | 1.3 A |  | A | 9040752 | [9 empty] | Indoor/outdoor | [15 empty] | Stainless steel | [7 empty] | 0.15 kW |  |  |  | KONTAKT |  | 1 1/4 inch | [5 empty] | 5885711 |  |  |  |  | 300 W |  |  |  | 0.0126 m³ |  | sisemine |  |  | 998.2 kg/m³ |  | 84137021 |  | 5.5 m | 2.94 m | Stainless steel |  |  |  | Rp |  |  |  |  | 20 °C | 0 .. 50 °C |  |  |  |  | 50 Hz | [6 empty] | 0 .. 50 °C
011H1900 | KP150-AV-1 1x220-230V 50Hz Schuko 10m | Unilift KP | 5 | 312.1798 |  | Jah | Jah | KP150-AV-1 1x220-230V 50Hz Schuko 10m Drenaažipump | Drenaažipump, Grundfos, Roostevaba | 7 | 29.5 | 15.5 | 30 | kp150-av-1-1x220-230v-50hz-schuko-10m | https://avfvouczlgbtrhtqgokx.supabase.co/storage/v1/object/public/products/images/011H1900.jpg | https://avfvouczlgbtrhtqgokx.supabase.co/storage/v1/object/public/products/curves/011H1900_curve.png | https://avfvouczlgbtrhtqgokx.supabase.co/storage/v1/object/public/products/drawings/011H1900_drawing.png | [5 empty] | CE,VDE,LGABG,EAC,TUVRHWID,MORO,UKCA,SEPRO | [5 empty] | 7 kg | [7 empty] | 391215116 |  | WEEE |  | 4822521 |  |  |  |  | F |  | Nivoolüliti AV |  |  |  |  | SCHUKO | IP68 |  |  |  |  | 8 µF/400 V | [5 empty] | 10 m | [7 empty] | 10 mm |  |  |  | 2.36 l/s |  |  | 7 m | [19 empty] | A |  |  | 6.5 kg |  |  |  | 1.3 A |  | AV | 9040753 | [9 empty] | Indoor/outdoor | [15 empty] | Stainless steel | [6 empty] | RS | 0.15 kW |  |  |  | KONTAKT |  | 1 1/4 inch | [5 empty] | 5885718 |  |  |  |  | 300 W |  |  |  | 0.0126 m³ |  | sisemine |  |  | 998.2 kg/m³ |  | 84137021 |  | 5.5 m | 2.94 m | Stainless steel |  |  |  | Rp |  |  |  |  | 20 °C | 0 .. 50 °C |  |  |  |  | 50 Hz | [6 empty] | 0 .. 50 °C
011H1300 | KP150-M-1 1x220-230V 50Hz Schuko 10m | Unilift KP | 5 | 278.7477 |  | Jah | Jah | KP150-M-1 1x220-230V 50Hz Schuko 10m Drenaažipump | Drenaažipump, Grundfos, Roostevaba | 6.63 | 29.5 | 15.5 | 30 | kp150-m-1-1x220-230v-50hz-schuko-10m | https://avfvouczlgbtrhtqgokx.supabase.co/storage/v1/object/public/products/images/011H1300.jpg | https://avfvouczlgbtrhtqgokx.supabase.co/storage/v1/object/public/products/curves/011H1300_curve.png | [6 empty] | CE,VDE,LGABG,EAC,TUVRHWID,MORO,UKCA,SEPRO | [5 empty] | 6.63 kg | [9 empty] | WEEE |  | 4822501 |  |  |  |  | F |  | Nivoolüliti M |  |  |  |  | SCHUKO | IP68 |  |  |  |  | 8 µF/400 V | [5 empty] | 10 m | [7 empty] | 10 mm |  |  |  | 2.36 l/s |  |  | 7 m | [19 empty] | A |  |  | 5.93 kg |  |  | 1 x 220-230 V | 1.3 A |  | M | 9040792 | [9 empty] | Indoor/outdoor | [15 empty] | Stainless steel | [6 empty] | HU | 0.15 kW |  |  |  | KONTAKT |  | 1 1/4 inch | [5 empty] | 5885708 |  |  |  |  | 300 W |  |  |  | 0.0126 m³ |  | sisemine |  |  | 998.2 kg/m³ |  | 84137021 |  | 5.5 m | 2.94 m | Stainless steel |  |  |  | Rp |  |  |  |  | 20 °C | 0 .. 50 °C |  |  |  |  | 50 Hz | [6 empty] | 0 .. 50 °C
012H1800 | KP250-A-1 1x220-230V 50Hz Schuko 10m | Unilift KP | 5 | 350.7216 |  | Jah | Jah | KP250-A-1 1x220-230V 50Hz Schuko 10m Drenaažipump | Drenaažipump, Grundfos, Roostevaba | 7.63 | 29.5 | 15.5 | 30 | kp250-a-1-1x220-230v-50hz-schuko-10m | https://avfvouczlgbtrhtqgokx.supabase.co/storage/v1/object/public/products/images/012H1800.jpg | https://avfvouczlgbtrhtqgokx.supabase.co/storage/v1/object/public/products/curves/012H1800_curve.png | https://avfvouczlgbtrhtqgokx.supabase.co/storage/v1/object/public/products/drawings/012H1800_drawing.png | [5 empty] | CE,VDE,LGABG,EAC,TUVRHWID,MORO,UKCA,SEPRO | [5 empty] | 7.63 kg | [7 empty] | 391215026 |  | WEEE |  | 4822507 |  |  |  |  | F |  | Nivoolüliti A |  |  |  |  | SCHUKO | IP68 |  |  |  |  | 8 µF/400 V | [5 empty] | 10 m | [7 empty] | 10 mm |  |  |  | 3.11 l/s |  |  | 7 m | [19 empty] | A |  |  | 6.93 kg |  |  | 1 x 220-230 V | 2.3 A |  | A | 9040754 | [9 empty] | Indoor/outdoor | [15 empty] | Stainless steel | [6 empty] | HU | 0.25 kW |  |  |  | KONTAKT |  | 1 1/4 inch | [5 empty] | 5885712 |  |  |  |  | 480 W |  |  |  | 0.0126 m³ |  | sisemine |  |  | 998.2 kg/m³ |  | 84137021 |  | 7.5 m | 5.12 m | Stainless steel |  |  |  | Rp |  |  |  |  | 20 °C | 0 .. 50 °C |  |  |  |  | 50 Hz | [6 empty] | 0 .. 50 °C
012H1900 | KP250-AV-1 1x220-230V 50Hz Schuko 10m | Unilift KP | 5 | 368.4714 |  | Jah | Jah | KP250-AV-1 1x220-230V 50Hz Schuko 10m Drenaažipump | Drenaažipump, Grundfos, Roostevaba | 7.88 | 29.5 | 15.5 | 30 | kp250-av-1-1x220-230v-50hz-schuko-10m | https://avfvouczlgbtrhtqgokx.supabase.co/storage/v1/object/public/products/images/012H1900.jpg | https://avfvouczlgbtrhtqgokx.supabase.co/storage/v1/object/public/products/curves/012H1900_curve.png | https://avfvouczlgbtrhtqgokx.supabase.co/storage/v1/object/public/products/drawings/012H1900_drawing.png | [5 empty] | CE,VDE,LGABG,EAC,TUVRHWID,MORO,UKCA,SEPRO | [5 empty] | 7.88 kg | [9 empty] | WEEE |  | 4822523 |  |  |  |  | F |  | Nivoolüliti AV |  |  |  |  | SCHUKO | IP68 |  |  |  |  | 8 µF/400 V | [5 empty] | 10 m | [7 empty] | 10 mm |  |  |  | 3.11 l/s |  |  | 7 m | [19 empty] | A |  |  | 7.17 kg |  |  | 1 x 220-230 V | 2.3 A |  | AV | 9040755 | [9 empty] | Indoor/outdoor | [15 empty] | Stainless steel | [7 empty] | 0.25 kW |  |  |  | KONTAKT |  | 1 1/4 inch | [5 empty] | 5885719 |  |  |  |  | 480 W |  |  |  | 0.0126 m³ |  | sisemine |  |  | 998.2 kg/m³ |  | 84137021 |  | 7.5 m | 5.12 m | Stainless steel |  |  |  | Rp |  |  |  |  | 20 °C | 0 .. 50 °C |  |  |  |  | 50 Hz | [6 empty] | 0 .. 50 °C
012H1300 | KP250-M-1 1x220-230V 50Hz Schuko 10m | Unilift KP | 5 | 334.5465 |  | Jah | Jah | KP250-M-1 1x220-230V 50Hz Schuko 10m Drenaažipump | Drenaažipump, Grundfos, Roostevaba | 7.6 | 29.5 | 15.5 | 30 | kp250-m-1-1x220-230v-50hz-schuko-10m | https://avfvouczlgbtrhtqgokx.supabase.co/storage/v1/object/public/products/images/012H1300.jpg | https://avfvouczlgbtrhtqgokx.supabase.co/storage/v1/object/public/products/curves/012H1300_curve.png | https://avfvouczlgbtrhtqgokx.supabase.co/storage/v1/object/public/products/drawings/012H1300_drawing.png | [5 empty] | CE,VDE,LGABG,EAC,TUVRHWID,MORO,UKCA,SEPRO | [5 empty] | 7.6 kg | [7 empty] | 391214025 |  | WEEE |  | 4822505 |  |  |  |  | F |  | Nivoolüliti M |  |  |  |  | SCHUKO | IP68 |  |  |  |  | 8 µF/400 V | [5 empty] | 10 m | [7 empty] | 10 mm |  |  |  | 3.11 l/s |  |  | 7 m | [19 empty] | A |  |  | 7.3 kg |  |  | 1 x 220-230 V | 2.3 A |  | M | 9040794 | [9 empty] | Indoor/outdoor | [15 empty] | Stainless steel | [7 empty] | 0.25 kW |  |  |  | KONTAKT |  | 1 1/4 inch | [5 empty] | 5885709 |  |  |  |  | 480 W |  |  |  | 0.0126 m³ |  | sisemine |  |  | 998.2 kg/m³ |  | 84137021 |  | 7.5 m | 5.12 m | Stainless steel |  |  |  | Rp |  |  |  |  | 20 °C | 0 .. 50 °C |  |  |  |  | 50 Hz | [6 empty] | 0 .. 50 °C
013N1800 | KP350-A-1 1x220-240V 50Hz Schuko 10m | Unilift KP | 5 | 463.6046 |  | Jah | Jah | KP350-A-1 1x220-240V 50Hz Schuko 10m Drenaažipump | Drenaažipump, Grundfos, Roostevaba | 9 | 29.5 | 15.5 | 30 | kp350-a-1-1x220-240v-50hz-schuko-10m | https://avfvouczlgbtrhtqgokx.supabase.co/storage/v1/object/public/products/images/013N1800.jpg | https://avfvouczlgbtrhtqgokx.supabase.co/storage/v1/object/public/products/curves/013N1800_curve.png | https://avfvouczlgbtrhtqgokx.supabase.co/storage/v1/object/public/products/drawings/013N1800_drawing.png | [5 empty] | CE,VDE,LGABG,EAC,TUVRHWID,MORO,UKCA,SEPRO | [5 empty] | 9 kg | [7 empty] | 391215036 |  | WEEE |  | 4822557 |  |  |  |  | F |  | Nivoolüliti A |  |  |  |  | SCHUKO | IP68 |  |  |  |  | 10 µF/400 V | [5 empty] | 10 m | [7 empty] | 10 mm |  |  |  | 3.89 l/s |  |  | 7 m | [19 empty] | A |  |  | 7.5 kg |  |  | 1 x 220-240 V | 3.2 A |  | A | 9040797 | [9 empty] | Indoor/outdoor | [15 empty] | Stainless steel | [7 empty] | 0.35 kW |  |  |  | KONTAKT |  | 1 1/4 inch | [5 empty] | 5885721 |  |  |  |  | 720 W |  |  |  | 0.0126 m³ |  | sisemine |  |  | 998.2 kg/m³ |  | 84137021 |  | 9 m | 5.84 m | Stainless steel |  |  |  | Rp |  |  |  |  | 20 °C | 0 .. 40 °C |  |  |  |  | 50 Hz | [6 empty] | 0 .. 50 °C
013N1900 | KP350-AV-1 1x220-240V 50Hz Schuko 10m | Unilift KP | 5 | 531.4545 |  | Jah | Jah | KP350-AV-1 1x220-240V 50Hz Schuko 10m Drenaažipump | Drenaažipump, Grundfos, Roostevaba | 8.6 | 29.5 | 15.5 | 30 | kp350-av-1-1x220-240v-50hz-schuko-10m | https://avfvouczlgbtrhtqgokx.supabase.co/storage/v1/object/public/products/images/013N1900.jpg | https://avfvouczlgbtrhtqgokx.supabase.co/storage/v1/object/public/products/curves/013N1900_curve.png | https://avfvouczlgbtrhtqgokx.supabase.co/storage/v1/object/public/products/drawings/013N1900_drawing.png | [5 empty] | CE,VDE,LGABG,EAC,TUVRHWID,MORO,UKCA,SEPRO | [5 empty] | 8.6 kg | [7 empty] | 391215136 |  | WEEE |  | 4822559 |  |  |  |  | F |  | Nivoolüliti AV |  |  |  |  | SCHUKO | IP68 |  |  |  |  | 10 µF/400 V | [5 empty] | 10 m | [7 empty] | 10 mm |  |  |  | 3.89 l/s |  |  | 7 m | [19 empty] | A |  |  | 7.9 kg |  |  | 1 x 220-240 V | 3.2 A |  | AV | 9040799 | [9 empty] | Indoor/outdoor | [15 empty] | Stainless steel | [7 empty] | 0.35 kW |  |  |  | KONTAKT |  | 1 1/4 inch | [5 empty] | 5885722 |  |  |  |  | 720 W |  |  |  | 0.0126 m³ |  | sisemine |  |  | 998.2 kg/m³ |  | 84137021 |  | 9 m | 5.84 m | Stainless steel |  |  |  | Rp |  |  |  |  | 20 °C | 0 .. 40 °C |  |  |  |  | 50 Hz | [6 empty] | 0 .. 50 °C
013N1300 | KP350-M-1 1x220-240V 50Hz Schuko 10m | Unilift KP | 5 | 433.8146 |  | Jah | Jah | KP350-M-1 1x220-240V 50Hz Schuko 10m Drenaažipump | Drenaažipump, Grundfos, Roostevaba | 8.16 | 29.5 | 15.5 | 30 | kp350-m-1-1x220-240v-50hz-schuko-10m | https://avfvouczlgbtrhtqgokx.supabase.co/storage/v1/object/public/products/images/013N1300.jpg | https://avfvouczlgbtrhtqgokx.supabase.co/storage/v1/object/public/products/curves/013N1300_curve.png | https://avfvouczlgbtrhtqgokx.supabase.co/storage/v1/object/public/products/drawings/013N1300_drawing.png | [5 empty] | CE,VDE,LGABG,EAC,TUVRHWID,MORO,UKCA,SEPRO | [5 empty] | 8.15 kg | [7 empty] | 391214035 |  | WEEE |  | 4822558 |  |  |  |  | F |  | Nivoolüliti M |  |  |  |  | SCHUKO | IP68 |  |  |  |  | 10 µF/400 V | [5 empty] | 10 m | [7 empty] | 10 mm |  |  |  | 3.89 l/s |  |  | 7 m | [19 empty] | A |  |  | 7.47 kg |  |  |  | 3.2 A |  | M | 9040796 | [9 empty] | Indoor/outdoor | [15 empty] | Stainless steel | [6 empty] | HU | 0.35 kW |  |  |  | KONTAKT |  | 1 1/4 inch | [5 empty] | 5885707 |  |  |  |  | 720 W |  |  |  | 0.0126 m³ |  | sisemine |  |  | 998.2 kg/m³ |  | 84137021 |  | 9 m | 5.84 m | Stainless steel |  |  |  | Rp |  |  |  |  | 20 °C | 0 .. 40 °C |  |  |  |  | 50 Hz | [6 empty] | 0 .. 50 °C
99221214 | MAGNA1 25-100 180 1x230V PN10 | Magna1 | 5 | 648.7426 |  | Jah | Jah | MAGNA1 25-100 180 1x230V PN10 Ringluspump | Energiasäästlik, Grundfos, Küte, Tsirkulatsioonipump, Vaikne | 5 | 22.5 | 23 | 23.5 | magna1-25-100-180-1x230v-pn10 | https://avfvouczlgbtrhtqgokx.supabase.co/storage/v1/object/public/products/images/99221214.jpg | https://avfvouczlgbtrhtqgokx.supabase.co/storage/v1/object/public/products/curves/99221214_curve.png | https://avfvouczlgbtrhtqgokx.supabase.co/storage/v1/object/public/products/drawings/99221214_drawing.png |  |  | 10 | LühijuhendidMAGNA1 model A and B, Plug connected (Quick Guide); LühijuhendidMAGNA1 model A and B, Terminal connected (Quick Guide); LühijuhendidMAGNA1 Valid from Model C, terminal connected (Quick Guide); LühijuhendidMAGNA1, VALID FROM MODEL C, plug connected (Quick Guide); Paigaldus- ja kasutusjuhendidMAGNA1 model A and B (Safety instructions); Paigaldus- ja kasutusjuhendidMAGNA1 model A and B (terminal-connected) (Safety instructions); Paigaldus- ja kasutusjuhendidMAGNA1 model A and B, (plug-connected), safety instructions; Paigaldus- ja kasutusjuhendidMAGNA1 model A and B, installation and operating instructions; Paigaldus- ja kasutusjuhendidMAGNA1, Model C (I & O instructions); Paigaldus- ja kasutusjuhendidMAGNA1, Model C (Safety instructions) |  | CE,VDE,EAC,MOROCCO,UKCA,TSE,RCM,UkrSEPRO | [5 empty] | 5 kg | [9 empty] | CN ROHS,WEEE |  | 4615233 |  |  |  |  | F | [7 empty] | IPX4D | [15 empty] | 176 W | [8 empty] | 1.42 A |  |  |  | 4507 p/min |  |  |  |  | 0.09 A | [11 empty] | C |  |  | 4.41 kg | [10 empty] | 9 W | [7 empty] | 180 mm |  |  |  |  | PN 10 | [8 empty] | Valumalm | Vesi | [12 empty] | 1 1/2 inch | [14 empty] | 0.013 m³ |  |  | 110 |  | 983.2 kg/m³ |  | 84137030 |  | 100 dm |  | Composite |  |  |  | G |  |  |  |  | 60 °C | -10 .. 110 °C |  |  |  |  | 50 / 60 Hz | [6 empty] | 0 .. 40 °C
99221226 | MAGNA1 25-100 N 180 1x230V PN10 | Sooja tarbevee tsirkulatsioonipump | 5 | 1005.0303 |  | Jah | Jah | MAGNA1 25-100 N 180 1x230V PN10 Ringluspump | Energiasäästlik, Grundfos, Tarbevesi, Tsirkulatsioonipump, Vaikne | 5.5 | 22.5 | 23 | 23.5 | magna1-25-100-n-180-1x230v-pn10 | https://avfvouczlgbtrhtqgokx.supabase.co/storage/v1/object/public/products/images/99221226.jpg | https://avfvouczlgbtrhtqgokx.supabase.co/storage/v1/object/public/products/curves/99221226_curve.png | https://avfvouczlgbtrhtqgokx.supabase.co/storage/v1/object/public/products/drawings/99221226_drawing.png |  |  | 10 | LühijuhendidMAGNA1 model A and B, Plug connected (Quick Guide); LühijuhendidMAGNA1 model A and B, Terminal connected (Quick Guide); LühijuhendidMAGNA1 Valid from Model C, terminal connected (Quick Guide); LühijuhendidMAGNA1, VALID FROM MODEL C, plug connected (Quick Guide); Paigaldus- ja kasutusjuhendidMAGNA1 model A and B (Safety instructions); Paigaldus- ja kasutusjuhendidMAGNA1 model A and B (terminal-connected) (Safety instructions); Paigaldus- ja kasutusjuhendidMAGNA1 model A and B, (plug-connected), safety instructions; Paigaldus- ja kasutusjuhendidMAGNA1 model A and B, installation and operating instructions; Paigaldus- ja kasutusjuhendidMAGNA1, Model C (I & O instructions); Paigaldus- ja kasutusjuhendidMAGNA1, Model C (Safety instructions) |  | CE,VDE,EAC,MOROCCO,UKCA,TSE,RCM,UkrSEPRO | WRAS, ACS, UBA |  |  |  |  | 5.5 kg | [8 empty] | 0.20 | CN ROHS,WEEE |  | 4615302 |  |  |  |  | F | [7 empty] | IPX4D | [15 empty] | 176 W | 10 bar | [7 empty] | 1.42 A |  |  |  | 4507 p/min |  |  |  |  | 0.09 A | [11 empty] | C |  |  | 4.41 kg |  |  | 1 x 230 V | [7 empty] | 9 W | [7 empty] | 180 mm |  |  |  |  | PN 10 | [8 empty] | Stainless steel | Vesi | [5 empty] | DE | [6 empty] | 1 1/2 inch | [14 empty] | 0.013 m³ |  |  | 110 |  | 983.2 kg/m³ |  | 84137030 |  | 100 dm |  | Composite |  |  |  | G |  |  |  |  | 60 °C | -10 .. 110 °C |  |  |  |  | 50 / 60 Hz | [6 empty] | 0 .. 40 °C
99221215 | MAGNA1 25-120 180 1x230V PN10 | Magna1 | 5 | 729.8212 |  | Jah | Jah | MAGNA1 25-120 180 1x230V PN10 Ringluspump | Energiasäästlik, Grundfos, Küte, Tsirkulatsioonipump, Vaikne | 4.99 | 22.5 | 23 | 23.5 | magna1-25-120-180-1x230v-pn10 | https://avfvouczlgbtrhtqgokx.supabase.co/storage/v1/object/public/products/images/99221215.jpg | https://avfvouczlgbtrhtqgokx.supabase.co/storage/v1/object/public/products/curves/99221215_curve.png | https://avfvouczlgbtrhtqgokx.supabase.co/storage/v1/object/public/products/drawings/99221215_drawing.png |  |  | 10 | LühijuhendidMAGNA1 model A and B, Plug connected (Quick Guide); LühijuhendidMAGNA1 model A and B, Terminal connected (Quick Guide); LühijuhendidMAGNA1 Valid from Model C, terminal connected (Quick Guide); LühijuhendidMAGNA1, VALID FROM MODEL C, plug connected (Quick Guide); Paigaldus- ja kasutusjuhendidMAGNA1 model A and B (Safety instructions); Paigaldus- ja kasutusjuhendidMAGNA1 model A and B (terminal-connected) (Safety instructions); Paigaldus- ja kasutusjuhendidMAGNA1 model A and B, (plug-connected), safety instructions; Paigaldus- ja kasutusjuhendidMAGNA1 model A and B, installation and operating instructions; Paigaldus- ja kasutusjuhendidMAGNA1, Model C (I & O instructions); Paigaldus- ja kasutusjuhendidMAGNA1, Model C (Safety instructions) |  | CE,VDE,EAC,MOROCCO,UKCA,TSE,RCM,UkrSEPRO | [5 empty] | 4.99 kg | [8 empty] | 0.20 | CN ROHS,WEEE |  | 4615234 |  |  |  |  | F | [7 empty] | IPX4D | [15 empty] | 188 W | 10 bar | [7 empty] | 1.51 A |  |  |  | 4953 p/min |  |  |  |  | 0.08 A | [14 empty] | 4.39 kg |  |  | 1 x 230 V | [7 empty] | 8 W | [7 empty] | 180 mm |  |  |  |  | PN 10 | [8 empty] | Valumalm | Vesi | [5 empty] | DE | [6 empty] | 1 1/2 inch | [14 empty] | 0.013 m³ |  |  | 110 |  | 983.2 kg/m³ |  | 84137030 |  | 120 dm |  | Composite |  |  |  | G |  |  |  |  | 60 °C | -10 .. 110 °C |  |  |  |  | 50 / 60 Hz | [6 empty] | 0 .. 40 °C
99221227 | MAGNA1 25-120 N 180 1x230V PN10 | Sooja tarbevee tsirkulatsioonipump | 5 | 1130.7559 |  | Jah | Jah | MAGNA1 25-120 N 180 1x230V PN10 Ringluspump | Energiasäästlik, Grundfos, Tarbevesi, Tsirkulatsioonipump, Vaikne | 5.52 | 22.5 | 23 | 23.5 | magna1-25-120-n-180-1x230v-pn10 | https://avfvouczlgbtrhtqgokx.supabase.co/storage/v1/object/public/products/images/99221227.jpg | https://avfvouczlgbtrhtqgokx.supabase.co/storage/v1/object/public/products/curves/99221227_curve.png | https://avfvouczlgbtrhtqgokx.supabase.co/storage/v1/object/public/products/drawings/99221227_drawing.png |  |  | 9 | LühijuhendidMAGNA1 model A and B, Plug connected (Quick Guide); LühijuhendidMAGNA1 model A and B, Terminal connected (Quick Guide); LühijuhendidMAGNA1 Valid from Model C, terminal connected (Quick Guide); LühijuhendidMAGNA1, VALID FROM MODEL C, plug connected (Quick Guide); Paigaldus- ja kasutusjuhendidMAGNA1 model A and B (Safety instructions); Paigaldus- ja kasutusjuhendidMAGNA1 model A and B (terminal-connected) (Safety instructions); Paigaldus- ja kasutusjuhendidMAGNA1 model A and B, (plug-connected), safety instructions; Paigaldus- ja kasutusjuhendidMAGNA1 model A and B, installation and operating instructions; Paigaldus- ja kasutusjuhendidMAGNA1, Model C (I & O instructions) |  | CE,VDE,EAC,MOROCCO,UKCA,TSE,RCM,UkrSEPRO | WRAS, ACS, UBA |  |  |  |  | 5.52 kg | [8 empty] | 0.20 | CN ROHS,WEEE |  | 4615303 |  |  |  |  | F | [7 empty] | IPX4D | [15 empty] | 188 W | [8 empty] | 1.51 A |  |  |  | 4953 p/min |  |  |  |  | 0.08 A | [11 empty] | C |  |  | 4.95 kg |  |  | 1 x 230 V | [7 empty] | 8 W | [7 empty] | 180 mm |  |  |  |  | PN 10 | [8 empty] | Stainless steel | Vesi | [5 empty] | DE | [6 empty] | 1 1/2 inch | [14 empty] | 0.013 m³ |  |  | 110 |  | 983.2 kg/m³ |  | 84137030 |  | 120 dm |  | Composite |  |  |  | G |  |  |  |  | 60 °C | -10 .. 110 °C |  |  |  |  | 50 / 60 Hz | [6 empty] | 0 .. 40 °C
99221216 | MAGNA1 25-40 180 1x230V PN10 | Magna1 | 5 | 432.3093 |  | Jah | Jah | MAGNA1 25-40 180 1x230V PN10 Ringluspump | Energiasäästlik, Grundfos, Küte, Tsirkulatsioonipump, Vaikne | 5 | 22.5 | 23 | 23.5 | magna1-25-40-180-1x230v-pn10 | https://avfvouczlgbtrhtqgokx.supabase.co/storage/v1/object/public/products/images/99221216.jpg | https://avfvouczlgbtrhtqgokx.supabase.co/storage/v1/object/public/products/curves/99221216_curve.png | https://avfvouczlgbtrhtqgokx.supabase.co/storage/v1/object/public/products/drawings/99221216_drawing.png |  |  | 9 | LühijuhendidMAGNA1 model A and B, Plug connected (Quick Guide); LühijuhendidMAGNA1 model A and B, Terminal connected (Quick Guide); LühijuhendidMAGNA1 Valid from Model C, terminal connected (Quick Guide); LühijuhendidMAGNA1, VALID FROM MODEL C, plug connected (Quick Guide); Paigaldus- ja kasutusjuhendidMAGNA1 model A and B (Safety instructions); Paigaldus- ja kasutusjuhendidMAGNA1 model A and B (terminal-connected) (Safety instructions); Paigaldus- ja kasutusjuhendidMAGNA1 model A and B, (plug-connected), safety instructions; Paigaldus- ja kasutusjuhendidMAGNA1 model A and B, installation and operating instructions; Paigaldus- ja kasutusjuhendidMAGNA1, Model C (I & O instructions) |  | CE,VDE,EAC,MOROCCO,UKCA,TSE,RCM,UkrSEPRO | [5 empty] | 5 kg | [8 empty] | 0.20 | CN ROHS,WEEE |  | 4615235 |  |  |  |  | F | [7 empty] | IPX4D | [15 empty] | 56 W | 10 bar | [7 empty] | 0.45 A |  |  |  | 2858 p/min |  |  |  |  | 0.09 A | [11 empty] | C |  |  | 4.41 kg |  |  | 1 x 230 V | [7 empty] | 9 W | [7 empty] | 180 mm |  |  |  |  | PN 10 | [8 empty] | Valumalm | Vesi | [12 empty] | 1 1/2 inch | [14 empty] | 0.013 m³ |  |  | 110 |  | 983.2 kg/m³ |  | 84137030 |  | 40 dm |  | Composite |  |  |  | G |  |  |  |  | 60 °C | -10 .. 110 °C |  |  |  |  | 50 / 60 Hz | [6 empty] | 0 .. 40 °C
99224453 | MAGNA1 25-40 180 1X230V PN16 | Magna1 | 5 | 505.792 |  | Jah | Jah | MAGNA1 25-40 180 1X230V PN16 Ringluspump | Energiasäästlik, Grundfos, Küte, Tsirkulatsioonipump, Vaikne | 5 | 22.5 | 23 | 23.5 | magna1-25-40-180-1x230v-pn16 | https://avfvouczlgbtrhtqgokx.supabase.co/storage/v1/object/public/products/images/99224453.jpg | https://avfvouczlgbtrhtqgokx.supabase.co/storage/v1/object/public/products/curves/99224453_curve.png | https://avfvouczlgbtrhtqgokx.supabase.co/storage/v1/object/public/products/drawings/99224453_drawing.png |  |  | 9 | LühijuhendidMAGNA1 model A and B, Plug connected (Quick Guide); LühijuhendidMAGNA1 model A and B, Terminal connected (Quick Guide); LühijuhendidMAGNA1 Valid from Model C, terminal connected (Quick Guide); LühijuhendidMAGNA1, VALID FROM MODEL C, plug connected (Quick Guide); Paigaldus- ja kasutusjuhendidMAGNA1 model A and B (Safety instructions); Paigaldus- ja kasutusjuhendidMAGNA1 model A and B (terminal-connected) (Safety instructions); Paigaldus- ja kasutusjuhendidMAGNA1 model A and B, (plug-connected), safety instructions; Paigaldus- ja kasutusjuhendidMAGNA1 model A and B, installation and operating instructions; Paigaldus- ja kasutusjuhendidMAGNA1, Model C (I & O instructions) | [7 empty] | 5.63 kg | [9 empty] | CN ROHS,WEEE | [6 empty] | F | [7 empty] | IPX4D | [15 empty] | 51 W | [8 empty] | 0.41 A | [8 empty] | 0.08 A | [11 empty] | C |  |  | 5.14 kg |  |  | 1 x 230 V | [7 empty] | 8 W | [7 empty] | 180 mm |  |  |  |  | PN 16 | [8 empty] | Valumalm | Vesi | [5 empty] | DE | [6 empty] | 1 1/2 inch | [14 empty] | 0.013 m³ |  |  | 110 |  | 983.2 kg/m³ |  | 84137030 | CE,VDE,EAC,MOROCCO,UKCA,TSE | 40 dm |  | PES 30%GF |  |  |  | G |  |  |  |  | 60 °C | -10 .. 110 °C |  |  |  |  | 50 / 60 Hz | [6 empty] | 0 .. 40 °C
99221223 | MAGNA1 25-40 N 180 1x230V PN10 | Sooja tarbevee tsirkulatsioonipump | 5 | 670.3746 |  | Jah | Jah | MAGNA1 25-40 N 180 1x230V PN10 Ringluspump | Energiasäästlik, Grundfos, Tarbevesi, Tsirkulatsioonipump, Vaikne | 5.5 | 22.5 | 23 | 23.5 | magna1-25-40-n-180-1x230v-pn10 | https://avfvouczlgbtrhtqgokx.supabase.co/storage/v1/object/public/products/images/99221223.jpg | https://avfvouczlgbtrhtqgokx.supabase.co/storage/v1/object/public/products/curves/99221223_curve.png | https://avfvouczlgbtrhtqgokx.supabase.co/storage/v1/object/public/products/drawings/99221223_drawing.png |  |  | 9 | LühijuhendidMAGNA1 model A and B, Plug connected (Quick Guide); LühijuhendidMAGNA1 model A and B, Terminal connected (Quick Guide); LühijuhendidMAGNA1 Valid from Model C, terminal connected (Quick Guide); LühijuhendidMAGNA1, VALID FROM MODEL C, plug connected (Quick Guide); Paigaldus- ja kasutusjuhendidMAGNA1 model A and B (Safety instructions); Paigaldus- ja kasutusjuhendidMAGNA1 model A and B (terminal-connected) (Safety instructions); Paigaldus- ja kasutusjuhendidMAGNA1 model A and B, (plug-connected), safety instructions; Paigaldus- ja kasutusjuhendidMAGNA1 model A and B, installation and operating instructions; Paigaldus- ja kasutusjuhendidMAGNA1, Model C (I & O instructions) |  | CE,VDE,EAC,MOROCCO,UKCA,TSE,RCM,UkrSEPRO | WRAS, ACS, UBA |  |  |  |  | 5.5 kg | [8 empty] | 0.20 | CN ROHS,WEEE |  | 4615299 |  |  |  |  | F | [7 empty] | IPX4D | [15 empty] | 56 W | 10 bar | [7 empty] | 0.45 A |  |  |  | 2858 p/min |  |  |  |  | 0.09 A | [11 empty] | C |  |  | 4.41 kg |  |  | 1 x 230 V | [7 empty] | 9 W | [7 empty] | 180 mm |  |  |  |  | PN 10 | [8 empty] | Stainless steel | Vesi | [5 empty] | DE | [6 empty] | 1 1/2 inch | [14 empty] | 0.013 m³ |  |  | 110 |  | 983.2 kg/m³ |  | 84137030 |  | 40 dm |  | Composite |  |  |  | G |  |  |  |  | 60 °C | -10 .. 110 °C |  |  |  |  | 50 / 60 Hz | [6 empty] | 0 .. 40 °C
99221217 | MAGNA1 25-60 180 1x230V PN10 | Magna1 | 5 | 513.3363 |  | Jah | Jah | MAGNA1 25-60 180 1x230V PN10 Ringluspump | Energiasäästlik, Grundfos, Küte, Tsirkulatsioonipump, Vaikne | 5.04 | 22.5 | 23 | 23.5 | magna1-25-60-180-1x230v-pn10 | https://avfvouczlgbtrhtqgokx.supabase.co/storage/v1/object/public/products/images/99221217.jpg | https://avfvouczlgbtrhtqgokx.supabase.co/storage/v1/object/public/products/curves/99221217_curve.png | https://avfvouczlgbtrhtqgokx.supabase.co/storage/v1/object/public/products/drawings/99221217_drawing.png |  |  | 9 | LühijuhendidMAGNA1 model A and B, Plug connected (Quick Guide); LühijuhendidMAGNA1 model A and B, Terminal connected (Quick Guide); LühijuhendidMAGNA1 Valid from Model C, terminal connected (Quick Guide); LühijuhendidMAGNA1, VALID FROM MODEL C, plug connected (Quick Guide); Paigaldus- ja kasutusjuhendidMAGNA1 model A and B (Safety instructions); Paigaldus- ja kasutusjuhendidMAGNA1 model A and B (terminal-connected) (Safety instructions); Paigaldus- ja kasutusjuhendidMAGNA1 model A and B, (plug-connected), safety instructions; Paigaldus- ja kasutusjuhendidMAGNA1 model A and B, installation and operating instructions; Paigaldus- ja kasutusjuhendidMAGNA1, Model C (I & O instructions) |  | CE,VDE,EAC,MOROCCO,UKCA,TSE,RCM,UkrSEPRO | [5 empty] | 5.04 kg | [8 empty] | 0.20 | CN ROHS,WEEE |  | 4615250 |  |  |  |  | F | [7 empty] | IPX4D | [15 empty] | 92 W | 10 bar | [7 empty] | 0.74 A |  |  |  | 3521 p/min |  |  |  |  | 0.09 A | [11 empty] | C |  |  | 4.41 kg |  |  | 1 x 230 V | [7 empty] | 9 W | [7 empty] | 180 mm |  |  |  |  | PN 10 | [8 empty] | Valumalm | Vesi | [12 empty] | 1 1/2 inch | [14 empty] | 0.013 m³ |  |  | 110 |  | 983.2 kg/m³ |  | 84137030 |  | 60 dm |  | Composite |  |  |  | G |  |  |  |  | 60 °C | -10 .. 110 °C |  |  |  |  | 50 / 60 Hz | [6 empty] | 0 .. 40 °C
99221224 | MAGNA1 25-60 N 180 1x230V PN10 | Sooja tarbevee tsirkulatsioonipump | 5 | 795.646 |  | Jah | Jah | MAGNA1 25-60 N 180 1x230V PN10 Ringluspump | Energiasäästlik, Grundfos, Tarbevesi, Tsirkulatsioonipump, Vaikne | 5.5 | 22.5 | 23 | 23.5 | magna1-25-60-n-180-1x230v-pn10 | https://avfvouczlgbtrhtqgokx.supabase.co/storage/v1/object/public/products/images/99221224.jpg | https://avfvouczlgbtrhtqgokx.supabase.co/storage/v1/object/public/products/curves/99221224_curve.png | https://avfvouczlgbtrhtqgokx.supabase.co/storage/v1/object/public/products/drawings/99221224_drawing.png |  |  | 9 | LühijuhendidMAGNA1 model A and B, Plug connected (Quick Guide); LühijuhendidMAGNA1 model A and B, Terminal connected (Quick Guide); LühijuhendidMAGNA1 Valid from Model C, terminal connected (Quick Guide); LühijuhendidMAGNA1, VALID FROM MODEL C, plug connected (Quick Guide); Paigaldus- ja kasutusjuhendidMAGNA1 model A and B (Safety instructions); Paigaldus- ja kasutusjuhendidMAGNA1 model A and B (terminal-connected) (Safety instructions); Paigaldus- ja kasutusjuhendidMAGNA1 model A and B, (plug-connected), safety instructions; Paigaldus- ja kasutusjuhendidMAGNA1 model A and B, installation and operating instructions; Paigaldus- ja kasutusjuhendidMAGNA1, Model C (I & O instructions) |  | CE,VDE,EAC,MOROCCO,UKCA,TSE,RCM,UkrSEPRO | WRAS, ACS, UBA |  |  |  |  | 5.5 kg | [8 empty] | 0.20 | CN ROHS,WEEE |  | 4615300 |  |  |  |  | F | [7 empty] | IPX4D | [15 empty] | 92 W | 10 bar | [7 empty] | 0.74 A |  |  |  | 3521 p/min |  |  |  |  | 0.09 A | [11 empty] | C |  |  | 4.41 kg | [10 empty] | 9 W | [7 empty] | 180 mm |  |  |  |  | PN 10 | [8 empty] | Stainless steel | Vesi | [5 empty] | DE | [6 empty] | 1 1/2 inch | [14 empty] | 0.013 m³ |  |  | 110 |  | 983.2 kg/m³ |  | 84137030 |  | 60 dm |  | Composite |  |  |  | G |  |  |  |  | 60 °C | -10 .. 110 °C |  |  |  |  | 50 / 60 Hz | [6 empty] | 0 .. 40 °C
99221213 | MAGNA1 25-80 180 1x230V PN10 | Magna1 | 5 | 585.3844 |  | Jah | Jah | MAGNA1 25-80 180 1x230V PN10 Ringluspump | Energiasäästlik, Grundfos, Küte, Tsirkulatsioonipump, Vaikne | 5.04 | 22.5 | 23 | 23.5 | magna1-25-80-180-1x230v-pn10 | https://avfvouczlgbtrhtqgokx.supabase.co/storage/v1/object/public/products/images/99221213.jpg | https://avfvouczlgbtrhtqgokx.supabase.co/storage/v1/object/public/products/curves/99221213_curve.png | https://avfvouczlgbtrhtqgokx.supabase.co/storage/v1/object/public/products/drawings/99221213_drawing.png |  |  | 9 | LühijuhendidMAGNA1 model A and B, Plug connected (Quick Guide); LühijuhendidMAGNA1 model A and B, Terminal connected (Quick Guide); LühijuhendidMAGNA1 Valid from Model C, terminal connected (Quick Guide); LühijuhendidMAGNA1, VALID FROM MODEL C, plug connected (Quick Guide); Paigaldus- ja kasutusjuhendidMAGNA1 model A and B (Safety instructions); Paigaldus- ja kasutusjuhendidMAGNA1 model A and B (terminal-connected) (Safety instructions); Paigaldus- ja kasutusjuhendidMAGNA1 model A and B, (plug-connected), safety instructions; Paigaldus- ja kasutusjuhendidMAGNA1 model A and B, installation and operating instructions; Paigaldus- ja kasutusjuhendidMAGNA1, Model C (I & O instructions) |  | CE,VDE,EAC,MOROCCO,UKCA,TSE,RCM,UkrSEPRO | [5 empty] | 5.04 kg | [9 empty] | CN ROHS,WEEE |  | 4615231 |  |  |  |  | F | [7 empty] | IPX4D | [15 empty] | 128 W | 10 bar | [7 empty] | 1.03 A |  |  |  | 4037 p/min |  |  |  |  | 0.09 A | [11 empty] | C |  |  | 4.41 kg |  |  | 1 x 230 V |  |  |  | 1454863 |  |  |  | 9 W | [7 empty] | 180 mm |  |  |  |  | PN 10 | [8 empty] | Valumalm | Vesi | [5 empty] | DE | [6 empty] | 1 1/2 inch | [14 empty] | 0.013 m³ |  |  | 110 |  | 983.2 kg/m³ |  | 84137030 |  | 80 dm |  | Composite |  |  |  | G |  |  |  |  | 60 °C | -10 .. 110 °C |  |  |  |  | 50 / 60 Hz | [6 empty] | 0 .. 40 °C
99221225 | MAGNA1 25-80 N 180 1x230V PN10 | Sooja tarbevee tsirkulatsioonipump | 5 | 907.3355 |  | Jah | Jah | MAGNA1 25-80 N 180 1x230V PN10 Ringluspump | Energiasäästlik, Grundfos, Tarbevesi, Tsirkulatsioonipump, Vaikne | 5.54 | 22.5 | 23 | 23.5 | magna1-25-80-n-180-1x230v-pn10 | https://avfvouczlgbtrhtqgokx.supabase.co/storage/v1/object/public/products/images/99221225.jpg | https://avfvouczlgbtrhtqgokx.supabase.co/storage/v1/object/public/products/curves/99221225_curve.png | https://avfvouczlgbtrhtqgokx.supabase.co/storage/v1/object/public/products/drawings/99221225_drawing.png |  |  | 9 | LühijuhendidMAGNA1 model A and B, Plug connected (Quick Guide); LühijuhendidMAGNA1 model A and B, Terminal connected (Quick Guide); LühijuhendidMAGNA1 Valid from Model C, terminal connected (Quick Guide); LühijuhendidMAGNA1, VALID FROM MODEL C, plug connected (Quick Guide); Paigaldus- ja kasutusjuhendidMAGNA1 model A and B (Safety instructions); Paigaldus- ja kasutusjuhendidMAGNA1 model A and B (terminal-connected) (Safety instructions); Paigaldus- ja kasutusjuhendidMAGNA1 model A and B, (plug-connected), safety instructions; Paigaldus- ja kasutusjuhendidMAGNA1 model A and B, installation and operating instructions; Paigaldus- ja kasutusjuhendidMAGNA1, Model C (I & O instructions) |  | CE,VDE,EAC,MOROCCO,UKCA,TSE,RCM,UkrSEPRO | WRAS, ACS, UBA |  |  |  |  | 5.54 kg | [8 empty] | 0.20 | CN ROHS,WEEE |  | 4615301 |  |  |  |  | F | [7 empty] | IPX4D | [15 empty] | 128 W | 10 bar | [7 empty] | 1.03 A |  |  |  | 4037 p/min |  |  |  |  | 0.09 A | [11 empty] | C |  |  | 4.41 kg |  |  | 1 x 230 V | [7 empty] | 9 W | [7 empty] | 180 mm |  |  |  |  | PN 10 | [8 empty] | Stainless steel | Vesi | [5 empty] | DE | [6 empty] | 1 1/2 inch | [14 empty] | 0.013 m³ |  |  | 110 |  | 983.2 kg/m³ |  | 84137030 |  | 80 dm |  | Composite |  |  |  | G |  |  |  |  | 60 °C | -10 .. 110 °C |  |  |  |  | 50 / 60 Hz | [6 empty] | 0 .. 40 °C
99221236 | MAGNA1 32-100 180 1x230V PN10 | Magna1 | 5 | 711.4299 |  | Jah | Jah | MAGNA1 32-100 180 1x230V PN10 Ringluspump | Energiasäästlik, Grundfos, Küte, Tsirkulatsioonipump, Vaikne | 5.18 | 22 | 23 | 23.2 | magna1-32-100-180-1x230v-pn10 | https://avfvouczlgbtrhtqgokx.supabase.co/storage/v1/object/public/products/images/99221236.jpg | https://avfvouczlgbtrhtqgokx.supabase.co/storage/v1/object/public/products/curves/99221236_curve.png | https://avfvouczlgbtrhtqgokx.supabase.co/storage/v1/object/public/products/drawings/99221236_drawing.png |  |  | 9 | LühijuhendidMAGNA1 model A and B, Plug connected (Quick Guide); LühijuhendidMAGNA1 model A and B, Terminal connected (Quick Guide); LühijuhendidMAGNA1 Valid from Model C, terminal connected (Quick Guide); LühijuhendidMAGNA1, VALID FROM MODEL C, plug connected (Quick Guide); Paigaldus- ja kasutusjuhendidMAGNA1 model A and B (Safety instructions); Paigaldus- ja kasutusjuhendidMAGNA1 model A and B (terminal-connected) (Safety instructions); Paigaldus- ja kasutusjuhendidMAGNA1 model A and B, (plug-connected), safety instructions; Paigaldus- ja kasutusjuhendidMAGNA1 model A and B, installation and operating instructions; Paigaldus- ja kasutusjuhendidMAGNA1, Model C (I & O instructions) |  | CE,VDE,EAC,MOROCCO,UKCA,TSE,RCM,UkrSEPRO | [5 empty] | 5.18 kg | [8 empty] | 0.20 | CN ROHS,WEEE |  | 4615307 |  |  |  |  | F | [7 empty] | IPX4D | [15 empty] | 175 W | 10 bar | [7 empty] | 1.41 A |  |  |  | 4534 p/min |  |  |  |  | 0.08 A | [11 empty] | C |  |  | 4.63 kg |  |  | 1 x 230 V | [7 empty] | 8 W | [7 empty] | 180 mm |  |  |  |  | PN 10 | [8 empty] | Valumalm | Vesi | [5 empty] | DE | [6 empty] | 2 inch | [14 empty] | 0.013 m³ |  |  | 110 |  | 983.2 kg/m³ |  | 84137030 |  | 100 dm |  | Composite |  |  |  | G |  |  |  |  | 60 °C | -10 .. 110 °C |  |  |  |  | 50 / 60 Hz | [6 empty] | 0 .. 40 °C
99221237 | MAGNA1 32-100 F 220 1x230V PN6/10 | Magna1 | 5 | 828.5068 |  | Jah | Jah | MAGNA1 32-100 F 220 1x230V PN6/10 Ringluspump | Energiasäästlik, Grundfos, Küte, Tsirkulatsioonipump, Vaikne | 8.2 | 23 | 26 | 25.5 | magna1-32-100-f-220-1x230v-pn610 | https://avfvouczlgbtrhtqgokx.supabase.co/storage/v1/object/public/products/images/99221237.jpg | https://avfvouczlgbtrhtqgokx.supabase.co/storage/v1/object/public/products/curves/99221237_curve.png | https://avfvouczlgbtrhtqgokx.supabase.co/storage/v1/object/public/products/drawings/99221237_drawing.png |  |  | 9 | LühijuhendidMAGNA1 model A and B, Plug connected (Quick Guide); LühijuhendidMAGNA1 model A and B, Terminal connected (Quick Guide); LühijuhendidMAGNA1 Valid from Model C, terminal connected (Quick Guide); LühijuhendidMAGNA1, VALID FROM MODEL C, plug connected (Quick Guide); Paigaldus- ja kasutusjuhendidMAGNA1 model A and B (Safety instructions); Paigaldus- ja kasutusjuhendidMAGNA1 model A and B (terminal-connected) (Safety instructions); Paigaldus- ja kasutusjuhendidMAGNA1 model A and B, (plug-connected), safety instructions; Paigaldus- ja kasutusjuhendidMAGNA1 model A and B, installation and operating instructions; Paigaldus- ja kasutusjuhendidMAGNA1, Model C (I & O instructions) |  | CE,VDE,EAC,MOROCCO,UKCA,TSE,RCM,UkrSEPRO | [5 empty] | 8.2 kg | [8 empty] | 0.20 | CN ROHS,WEEE |  | 4615308 |  |  |  |  | F | [7 empty] | IPX4D | [15 empty] | 175 W | 10 bar | [7 empty] | 1.41 A |  |  |  | 4534 p/min |  |  |  |  | 0.08 A | [11 empty] | C |  |  | 7.44 kg |  |  | 1 x 230 V | [7 empty] | 8 W | [7 empty] | 220 mm |  |  |  |  | PN 6/10 | [8 empty] | Valumalm | Vesi | [5 empty] | DE | [6 empty] | DN 32 | [14 empty] | 0.016 m³ |  |  | 110 |  | 983.2 kg/m³ |  | 84137030 |  | 100 dm |  | Composite |  |  |  | DIN |  |  |  |  | 60 °C | -10 .. 110 °C |  |  |  |  | 50 / 60 Hz | [6 empty] | 0 .. 40 °C
99221257 | MAGNA1 32-100 F N 220 1x230V PN6/10 | Sooja tarbevee tsirkulatsioonipump | 5 | 1284.2129 |  | Jah | Jah | MAGNA1 32-100 F N 220 1x230V PN6/10 Ringluspump | Energiasäästlik, Grundfos, Tarbevesi, Tsirkulatsioonipump, Vaikne | 8.62 | 26.6 | 23.6 | 25.8 | magna1-32-100-f-n-220-1x230v-pn610 | https://avfvouczlgbtrhtqgokx.supabase.co/storage/v1/object/public/products/images/99221257.jpg | https://avfvouczlgbtrhtqgokx.supabase.co/storage/v1/object/public/products/curves/99221257_curve.png | https://avfvouczlgbtrhtqgokx.supabase.co/storage/v1/object/public/products/drawings/99221257_drawing.png |  |  | 9 | LühijuhendidMAGNA1 model A and B, Plug connected (Quick Guide); LühijuhendidMAGNA1 model A and B, Terminal connected (Quick Guide); LühijuhendidMAGNA1 Valid from Model C, terminal connected (Quick Guide); LühijuhendidMAGNA1, VALID FROM MODEL C, plug connected (Quick Guide); Paigaldus- ja kasutusjuhendidMAGNA1 model A and B (Safety instructions); Paigaldus- ja kasutusjuhendidMAGNA1 model A and B (terminal-connected) (Safety instructions); Paigaldus- ja kasutusjuhendidMAGNA1 model A and B, (plug-connected), safety instructions; Paigaldus- ja kasutusjuhendidMAGNA1 model A and B, installation and operating instructions; Paigaldus- ja kasutusjuhendidMAGNA1, Model C (I & O instructions) |  | CE,VDE,EAC,MOROCCO,UKCA,TSE,RCM,UkrSEPRO | WRAS, ACS, UBA |  |  |  |  | 8.62 kg | [8 empty] | 0.20 | CN ROHS,WEEE | [6 empty] | F | [7 empty] | IPX4D | [15 empty] | 175 W | 10 bar | [7 empty] | 1.41 A |  |  |  | 4534 p/min |  |  |  |  | 0.08 A | [11 empty] | C |  |  | 7.84 kg |  |  | 1 x 230 V | [7 empty] | 8 W | [7 empty] | 220 mm |  |  |  |  | PN 6/10 | [8 empty] | Stainless steel | Vesi | [5 empty] | DE | [6 empty] | DN 32 | [14 empty] | 0.016 m³ |  |  | 110 |  | 983.2 kg/m³ |  | 84137030 |  | 100 dm |  | Composite |  |  |  | DIN |  |  |  |  | 60 °C | -10 .. 110 °C |  |  |  |  | 50 / 60 Hz | [6 empty] | 0 .. 40 °C
99221256 | MAGNA1 32-100 N 180 1x230V PN10 | Sooja tarbevee tsirkulatsioonipump | 5 | 1102.7871 |  | Jah | Jah | MAGNA1 32-100 N 180 1x230V PN10 Ringluspump | Energiasäästlik, Grundfos, Tarbevesi, Tsirkulatsioonipump, Vaikne | 5.7 | 22 | 23 | 23.2 | magna1-32-100-n-180-1x230v-pn10 | https://avfvouczlgbtrhtqgokx.supabase.co/storage/v1/object/public/products/images/99221256.jpg | https://avfvouczlgbtrhtqgokx.supabase.co/storage/v1/object/public/products/curves/99221256_curve.png | https://avfvouczlgbtrhtqgokx.supabase.co/storage/v1/object/public/products/drawings/99221256_drawing.png |  |  | 9 | LühijuhendidMAGNA1 model A and B, Plug connected (Quick Guide); LühijuhendidMAGNA1 model A and B, Terminal connected (Quick Guide); LühijuhendidMAGNA1 Valid from Model C, terminal connected (Quick Guide); LühijuhendidMAGNA1, VALID FROM MODEL C, plug connected (Quick Guide); Paigaldus- ja kasutusjuhendidMAGNA1 model A and B (Safety instructions); Paigaldus- ja kasutusjuhendidMAGNA1 model A and B (terminal-connected) (Safety instructions); Paigaldus- ja kasutusjuhendidMAGNA1 model A and B, (plug-connected), safety instructions; Paigaldus- ja kasutusjuhendidMAGNA1 model A and B, installation and operating instructions; Paigaldus- ja kasutusjuhendidMAGNA1, Model C (I & O instructions) |  | CE,VDE,EAC,MOROCCO,UKCA,TSE,RCM,UkrSEPRO | WRAS, ACS, UBA |  |  |  |  | 5.7 kg | [9 empty] | CN ROHS,WEEE |  | 4615312 |  |  |  |  | F | [7 empty] | IPX4D | [15 empty] | 175 W | 10 bar | [7 empty] | 1.41 A |  |  |  | 4534 p/min |  |  |  |  | 0.08 A | [11 empty] | C |  |  | 4.89 kg |  |  | 1 x 230 V | [7 empty] | 8 W | [7 empty] | 180 mm |  |  |  |  | PN 10 | [8 empty] | Stainless steel | Vesi | [5 empty] | DE | [6 empty] | 2 inch | [14 empty] | 0.013 m³ |  |  | 110 |  | 983.2 kg/m³ |  | 84137030 |  | 100 dm |  | Composite |  |  |  | G |  |  |  |  | 60 °C | -10 .. 110 °C |  |  |  |  | 50 / 60 Hz | [6 empty] | 0 .. 40 °C
99221281 | MAGNA1 32-120 180 1x230V PN10 | Magna1 | 5 | 770.4431 |  | Jah | Jah | MAGNA1 32-120 180 1x230V PN10 Ringluspump | Energiasäästlik, Grundfos, Küte, Tsirkulatsioonipump, Vaikne | 5.2 | 22.8 | 22 | 23.2 | magna1-32-120-180-1x230v-pn10 | https://avfvouczlgbtrhtqgokx.supabase.co/storage/v1/object/public/products/images/99221281.jpg | https://avfvouczlgbtrhtqgokx.supabase.co/storage/v1/object/public/products/curves/99221281_curve.png | https://avfvouczlgbtrhtqgokx.supabase.co/storage/v1/object/public/products/drawings/99221281_drawing.png |  |  | 9 | LühijuhendidMAGNA1 model A and B, Plug connected (Quick Guide); LühijuhendidMAGNA1 model A and B, Terminal connected (Quick Guide); LühijuhendidMAGNA1 Valid from Model C, terminal connected (Quick Guide); LühijuhendidMAGNA1, VALID FROM MODEL C, plug connected (Quick Guide); Paigaldus- ja kasutusjuhendidMAGNA1 model A and B (Safety instructions); Paigaldus- ja kasutusjuhendidMAGNA1 model A and B (terminal-connected) (Safety instructions); Paigaldus- ja kasutusjuhendidMAGNA1 model A and B, (plug-connected), safety instructions; Paigaldus- ja kasutusjuhendidMAGNA1 model A and B, installation and operating instructions; Paigaldus- ja kasutusjuhendidMAGNA1, Model C (I & O instructions) |  | CE,VDE,EAC,MOROCCO,UKCA,TSE,RCM,UkrSEPRO | [5 empty] | 5.2 kg | [9 empty] | CN ROHS,WEEE |  | 4615316 |  |  |  |  | F | [7 empty] | IPX4D | [15 empty] | 188 W | 10 bar | [7 empty] | 1.51 A |  |  |  | 4953 p/min |  |  |  |  | 0.08 A | [11 empty] | C |  |  | 4.63 kg |  |  | 1 x 230 V | [7 empty] | 8 W | [7 empty] | 180 mm |  |  |  |  | PN 10 | [8 empty] | Valumalm | Vesi | [5 empty] | DE | [6 empty] | 2 inch | [14 empty] | 0.013 m³ |  |  | 110 |  | 983.2 kg/m³ |  | 84137030 |  | 120 dm |  | Composite |  |  |  | G |  |  |  |  | 60 °C | -10 .. 110 °C |  |  |  |  | 50 / 60 Hz | [6 empty] | 0 .. 40 °C
99221285 | MAGNA1 32-120 F 220 1x230V PN6/10 | Magna1 | 5 | 987.1964 |  | Jah | Jah | MAGNA1 32-120 F 220 1x230V PN6/10 Ringluspump | Energiasäästlik, Grundfos, Küte, Tsirkulatsioonipump, Vaikne | 16.9 | 30 | 30.5 | 42.3 | magna1-32-120-f-220-1x230v-pn610 | https://avfvouczlgbtrhtqgokx.supabase.co/storage/v1/object/public/products/images/99221285.jpg | https://avfvouczlgbtrhtqgokx.supabase.co/storage/v1/object/public/products/curves/99221285_curve.png | https://avfvouczlgbtrhtqgokx.supabase.co/storage/v1/object/public/products/drawings/99221285_drawing.png |  |  | 9 | LühijuhendidMAGNA1 model A and B, Plug connected (Quick Guide); LühijuhendidMAGNA1 model A and B, Terminal connected (Quick Guide); LühijuhendidMAGNA1 Valid from Model C, terminal connected (Quick Guide); LühijuhendidMAGNA1, VALID FROM MODEL C, plug connected (Quick Guide); Paigaldus- ja kasutusjuhendidMAGNA1 model A and B (Safety instructions); Paigaldus- ja kasutusjuhendidMAGNA1 model A and B (terminal-connected) (Safety instructions); Paigaldus- ja kasutusjuhendidMAGNA1 model A and B, (plug-connected), safety instructions; Paigaldus- ja kasutusjuhendidMAGNA1 model A and B, installation and operating instructions; Paigaldus- ja kasutusjuhendidMAGNA1, Model C (I & O instructions) |  | CE,VDE,EAC,MOROCCO,UKCA,TSE,RCM,UkrSEPRO | [5 empty] | 16.9 kg | [8 empty] | 0.20 | CN ROHS,WEEE |  | 4615187 |  |  |  |  | F | [7 empty] | IPX4D | [15 empty] | 329 W | 10 bar | [7 empty] | 1.48 A |  |  |  | 4754 p/min |  |  |  |  | 0.17 A | [11 empty] | C |  |  | 15.2 kg |  |  | 1 x 230 V | [7 empty] | 14.89 W | [7 empty] | 220 mm |  |  |  |  | PN 6/10 | [8 empty] | Valumalm | Vesi | [12 empty] | DN 32 | [14 empty] | 0.039 m³ |  |  | 110 |  | 983.2 kg/m³ |  | 84137030 |  | 120 dm |  | Composite |  |  |  | DIN |  |  |  |  | 60 °C | -10 .. 110 °C |  |  |  |  | 50 / 60 Hz | [6 empty] | 0 .. 40 °C
99221289 | MAGNA1 32-120 F N 220 1x230V PN6/10 | Sooja tarbevee tsirkulatsioonipump | 5 | 1515.3427 |  | Jah | Jah | MAGNA1 32-120 F N 220 1x230V PN6/10 Ringluspump | Energiasäästlik, Grundfos, Tarbevesi, Tsirkulatsioonipump, Vaikne | 17.2 | 30 | 30.5 | 42.4 | magna1-32-120-f-n-220-1x230v-pn610 | https://avfvouczlgbtrhtqgokx.supabase.co/storage/v1/object/public/products/images/99221289.jpg | https://avfvouczlgbtrhtqgokx.supabase.co/storage/v1/object/public/products/curves/99221289_curve.png | https://avfvouczlgbtrhtqgokx.supabase.co/storage/v1/object/public/products/drawings/99221289_drawing.png |  |  | 9 | LühijuhendidMAGNA1 model A and B, Plug connected (Quick Guide); LühijuhendidMAGNA1 model A and B, Terminal connected (Quick Guide); LühijuhendidMAGNA1 Valid from Model C, terminal connected (Quick Guide); LühijuhendidMAGNA1, VALID FROM MODEL C, plug connected (Quick Guide); Paigaldus- ja kasutusjuhendidMAGNA1 model A and B (Safety instructions); Paigaldus- ja kasutusjuhendidMAGNA1 model A and B (terminal-connected) (Safety instructions); Paigaldus- ja kasutusjuhendidMAGNA1 model A and B, (plug-connected), safety instructions; Paigaldus- ja kasutusjuhendidMAGNA1 model A and B, installation and operating instructions; Paigaldus- ja kasutusjuhendidMAGNA1, Model C (I & O instructions) |  | CE,VDE,EAC,MOROCCO,UKCA,TSE,RCM,UkrSEPRO | WRAS, ACS |  |  |  |  | 17.2 kg | [9 empty] | CN ROHS,WEEE | [6 empty] | F | [7 empty] | IPX4D | [15 empty] | 329 W | 10 bar | [7 empty] | 1.48 A |  |  |  | 4754 p/min |  |  |  |  | 0.17 A | [11 empty] | C |  |  | 15.6 kg |  |  | 1 x 230 V | [7 empty] | 14.89 W | [7 empty] | 220 mm |  |  |  |  | PN 6/10 | [8 empty] | Stainless steel | Vesi | [12 empty] | DN 32 | [14 empty] | 0.039 m³ |  |  | 110 |  | 983.2 kg/m³ |  | 84137030 |  | 120 dm |  | Composite |  |  |  | DIN |  |  |  |  | 60 °C | -10 .. 110 °C |  |  |  |  | 50 / 60 Hz | [6 empty] | 0 .. 40 °C
99221283 | MAGNA1 32-120 N 180 1x230V PN10 | Sooja tarbevee tsirkulatsioonipump | 5 | 1193.34 |  | Jah | Jah | MAGNA1 32-120 N 180 1x230V PN10 Ringluspump | Energiasäästlik, Grundfos, Tarbevesi, Tsirkulatsioonipump, Vaikne | 5.6 | 22.8 | 22 | 23.2 | magna1-32-120-n-180-1x230v-pn10 | https://avfvouczlgbtrhtqgokx.supabase.co/storage/v1/object/public/products/images/99221283.jpg | https://avfvouczlgbtrhtqgokx.supabase.co/storage/v1/object/public/products/curves/99221283_curve.png | https://avfvouczlgbtrhtqgokx.supabase.co/storage/v1/object/public/products/drawings/99221283_drawing.png |  |  | 9 | LühijuhendidMAGNA1 model A and B, Plug connected (Quick Guide); LühijuhendidMAGNA1 model A and B, Terminal connected (Quick Guide); LühijuhendidMAGNA1 Valid from Model C, terminal connected (Quick Guide); LühijuhendidMAGNA1, VALID FROM MODEL C, plug connected (Quick Guide); Paigaldus- ja kasutusjuhendidMAGNA1 model A and B (Safety instructions); Paigaldus- ja kasutusjuhendidMAGNA1 model A and B (terminal-connected) (Safety instructions); Paigaldus- ja kasutusjuhendidMAGNA1 model A and B, (plug-connected), safety instructions; Paigaldus- ja kasutusjuhendidMAGNA1 model A and B, installation and operating instructions; Paigaldus- ja kasutusjuhendidMAGNA1, Model C (I & O instructions) |  | CE,VDE,EAC,MOROCCO,UKCA,TSE,RCM,UkrSEPRO | WRAS, ACS, UBA |  |  |  |  | 5.6 kg | [9 empty] | CN ROHS,WEEE |  | 4615317 |  |  |  |  | F | [7 empty] | IPX4D | [15 empty] | 188 W | [8 empty] | 1.51 A |  |  |  | 4953 p/min |  |  |  |  | 0.08 A | [11 empty] | C |  |  | 4.89 kg |  |  | 1 x 230 V | [7 empty] | 8 W | [7 empty] | 180 mm |  |  |  |  | PN 10 | [8 empty] | Stainless steel | Vesi | [12 empty] | 2 inch | [14 empty] | 0.013 m³ |  |  | 110 |  | 983.2 kg/m³ |  | 84137030 |  | 120 dm |  | Composite |  |  |  | G |  |  |  |  | 60 °C | -10 .. 110 °C |  |  |  |  | 50 / 60 Hz | [6 empty] | 0 .. 40 °C
99221233 | MAGNA1 32-40 180 1x230V PN10 | Magna1 | 5 | 531.6038 |  | Jah | Jah | MAGNA1 32-40 180 1x230V PN10 Ringluspump | Energiasäästlik, Grundfos, Küte, Tsirkulatsioonipump, Vaikne | 5.2 | 22.8 | 22 | 23.2 | magna1-32-40-180-1x230v-pn10 | https://avfvouczlgbtrhtqgokx.supabase.co/storage/v1/object/public/products/images/99221233.jpg | https://avfvouczlgbtrhtqgokx.supabase.co/storage/v1/object/public/products/curves/99221233_curve.png | https://avfvouczlgbtrhtqgokx.supabase.co/storage/v1/object/public/products/drawings/99221233_drawing.png |  |  | 10 | LühijuhendidMAGNA1 model A and B, Plug connected (Quick Guide); LühijuhendidMAGNA1 model A and B, Terminal connected (Quick Guide); LühijuhendidMAGNA1 Valid from Model C, terminal connected (Quick Guide); LühijuhendidMAGNA1, VALID FROM MODEL C, plug connected (Quick Guide); Paigaldus- ja kasutusjuhendidMAGNA1 model A and B (Safety instructions); Paigaldus- ja kasutusjuhendidMAGNA1 model A and B (terminal-connected) (Safety instructions); Paigaldus- ja kasutusjuhendidMAGNA1 model A and B, (plug-connected), safety instructions; Paigaldus- ja kasutusjuhendidMAGNA1 model A and B, installation and operating instructions; Paigaldus- ja kasutusjuhendidMAGNA1, Model C (I & O instructions); Paigaldus- ja kasutusjuhendidMAGNA1, Model C (Safety instructions) |  | CE,VDE,EAC,MOROCCO,UKCA,TSE,RCM,UkrSEPRO | [5 empty] | 5.2 kg | [9 empty] | CN ROHS,WEEE |  | 4615304 |  |  |  |  | F | [7 empty] | IPX4D | [15 empty] | 73 W | [8 empty] | 0.59 A |  |  |  | 2858 p/min |  |  |  |  | 0.09 A | [11 empty] | C |  |  | 4.61 kg |  |  | 1 x 230 V | [7 empty] | 9 W | [7 empty] | 180 mm |  |  |  |  | PN 10 | [8 empty] | Valumalm | Vesi | [5 empty] | DE | [6 empty] | 2 inch | [14 empty] | 0.013 m³ |  |  | 110 |  | 983.2 kg/m³ |  | 84137030 |  | 40 dm |  | Composite |  |  |  | G |  |  |  |  | 60 °C | -10 .. 110 °C |  |  |  |  | 50 / 60 Hz | [6 empty] | 0 .. 40 °C
99221263 | MAGNA1 32-40 F 220 1x230V PN6/10 | Magna1 | 5 | 585.3844 |  | Jah | Jah | MAGNA1 32-40 F 220 1x230V PN6/10 Ringluspump | Energiasäästlik, Grundfos, Küte, Tsirkulatsioonipump, Vaikne | 8.03 | 26.6 | 23.6 | 25.8 | magna1-32-40-f-220-1x230v-pn610 | https://avfvouczlgbtrhtqgokx.supabase.co/storage/v1/object/public/products/images/99221263.jpg | https://avfvouczlgbtrhtqgokx.supabase.co/storage/v1/object/public/products/curves/99221263_curve.png | https://avfvouczlgbtrhtqgokx.supabase.co/storage/v1/object/public/products/drawings/99221263_drawing.png |  |  | 9 | LühijuhendidMAGNA1 model A and B, Plug connected (Quick Guide); LühijuhendidMAGNA1 model A and B, Terminal connected (Quick Guide); LühijuhendidMAGNA1 Valid from Model C, terminal connected (Quick Guide); LühijuhendidMAGNA1, VALID FROM MODEL C, plug connected (Quick Guide); Paigaldus- ja kasutusjuhendidMAGNA1 model A and B (Safety instructions); Paigaldus- ja kasutusjuhendidMAGNA1 model A and B (terminal-connected) (Safety instructions); Paigaldus- ja kasutusjuhendidMAGNA1 model A and B, (plug-connected), safety instructions; Paigaldus- ja kasutusjuhendidMAGNA1 model A and B, installation and operating instructions; Paigaldus- ja kasutusjuhendidMAGNA1, Model C (I & O instructions) |  | CE,VDE,EAC,MOROCCO,UKCA,TSE,RCM,UkrSEPRO | [5 empty] | 8.03 kg | [9 empty] | CN ROHS,WEEE |  | 4615313 |  |  |  |  | F | [7 empty] | IPX4D | [15 empty] | 73 W | [8 empty] | 0.59 A |  |  |  | 2858 p/min |  |  |  |  | 0.09 A | [11 empty] | C |  |  | 7.41 kg |  |  | 1 x 230 V | [7 empty] | 9 W | [7 empty] | 220 mm |  |  |  |  | PN 6/10 | [8 empty] | Valumalm | Vesi | [5 empty] | DE | [6 empty] | DN 32 | [14 empty] | 0.016 m³ |  |  | 110 |  | 983.2 kg/m³ |  | 84137030 |  | 40 dm |  | Composite |  |  |  | DIN |  |  |  |  | 60 °C | -10 .. 110 °C |  |  |  |  | 50 / 60 Hz | [6 empty] | 0 .. 40 °C
99221265 | MAGNA1 32-40 F N 220 1x230V PN6/10 | Sooja tarbevee tsirkulatsioonipump | 5 | 907.3355 |  | Jah | Jah | MAGNA1 32-40 F N 220 1x230V PN6/10 Ringluspump | Energiasäästlik, Grundfos, Tarbevesi, Tsirkulatsioonipump, Vaikne | 8.68 | 23 | 26 | 25.5 | magna1-32-40-f-n-220-1x230v-pn610 | https://avfvouczlgbtrhtqgokx.supabase.co/storage/v1/object/public/products/images/99221265.jpg | https://avfvouczlgbtrhtqgokx.supabase.co/storage/v1/object/public/products/curves/99221265_curve.png | https://avfvouczlgbtrhtqgokx.supabase.co/storage/v1/object/public/products/drawings/99221265_drawing.png |  |  | 9 | LühijuhendidMAGNA1 model A and B, Plug connected (Quick Guide); LühijuhendidMAGNA1 model A and B, Terminal connected (Quick Guide); LühijuhendidMAGNA1 Valid from Model C, terminal connected (Quick Guide); LühijuhendidMAGNA1, VALID FROM MODEL C, plug connected (Quick Guide); Paigaldus- ja kasutusjuhendidMAGNA1 model A and B (Safety instructions); Paigaldus- ja kasutusjuhendidMAGNA1 model A and B (terminal-connected) (Safety instructions); Paigaldus- ja kasutusjuhendidMAGNA1 model A and B, (plug-connected), safety instructions; Paigaldus- ja kasutusjuhendidMAGNA1 model A and B, installation and operating instructions; Paigaldus- ja kasutusjuhendidMAGNA1, Model C (I & O instructions) |  | CE,VDE,EAC,MOROCCO,UKCA,TSE,RCM,UkrSEPRO | WRAS, ACS, UBA |  |  |  |  | 8.68 kg | [9 empty] | CN ROHS,WEEE | [6 empty] | F | [7 empty] | IPX4D | [15 empty] | 73 W | [8 empty] | 0.59 A |  |  |  | 2858 p/min |  |  |  |  | 0.09 A | [11 empty] | C |  |  | 7.83 kg | [10 empty] | 9 W | [7 empty] | 220 mm |  |  |  |  | PN 6/10 | [8 empty] | Stainless steel | Vesi | [12 empty] | DN 32 | [14 empty] | 0.016 m³ |  |  | 110 |  | 983.2 kg/m³ |  | 84137030 |  | 40 dm |  | Composite |  |  |  | DIN |  |  |  |  | 60 °C | -10 .. 110 °C |  |  |  |  | 50 / 60 Hz | [6 empty] | 0 .. 40 °C
99221253 | MAGNA1 32-40 N 180 1x230V PN10 | Sooja tarbevee tsirkulatsioonipump | 5 | 823.6148 |  | Jah | Jah | MAGNA1 32-40 N 180 1x230V PN10 Ringluspump | Energiasäästlik, Grundfos, Tarbevesi, Tsirkulatsioonipump, Vaikne | 5.6 | 30 | 30.5 | 42.4 | magna1-32-40-n-180-1x230v-pn10 | https://avfvouczlgbtrhtqgokx.supabase.co/storage/v1/object/public/products/images/99221253.jpg | https://avfvouczlgbtrhtqgokx.supabase.co/storage/v1/object/public/products/curves/99221253_curve.png | https://avfvouczlgbtrhtqgokx.supabase.co/storage/v1/object/public/products/drawings/99221253_drawing.png |  |  | 9 | LühijuhendidMAGNA1 model A and B, Plug connected (Quick Guide); LühijuhendidMAGNA1 model A and B, Terminal connected (Quick Guide); LühijuhendidMAGNA1 Valid from Model C, terminal connected (Quick Guide); LühijuhendidMAGNA1, VALID FROM MODEL C, plug connected (Quick Guide); Paigaldus- ja kasutusjuhendidMAGNA1 model A and B (Safety instructions); Paigaldus- ja kasutusjuhendidMAGNA1 model A and B (terminal-connected) (Safety instructions); Paigaldus- ja kasutusjuhendidMAGNA1 model A and B, (plug-connected), safety instructions; Paigaldus- ja kasutusjuhendidMAGNA1 model A and B, installation and operating instructions; Paigaldus- ja kasutusjuhendidMAGNA1, Model C (I & O instructions) |  | CE,VDE,EAC,MOROCCO,UKCA,TSE,RCM,UkrSEPRO | WRAS, ACS, UBA |  |  |  |  | 5.6 kg | [9 empty] | CN ROHS,WEEE |  | 4615309 |  |  |  |  | F | [7 empty] | IPX4D | [15 empty] | 73 W | [8 empty] | 0.59 A |  |  |  | 2858 p/min |  |  |  |  | 0.09 A | [11 empty] | C |  |  | 4.88 kg |  |  | 1 x 230 V | [7 empty] | 9 W | [7 empty] | 180 mm |  |  |  |  | PN 10 | [8 empty] | Stainless steel | Vesi | [5 empty] | DE | [6 empty] | 2 inch | [14 empty] | 0.013 m³ |  |  | 110 |  | 983.2 kg/m³ |  | 84137030 |  | 40 dm |  | Composite |  |  |  | G |  |  |  |  | 60 °C | -10 .. 110 °C |  |  |  |  | 50 / 60 Hz | [6 empty] | 0 .. 40 °C
99221234 | MAGNA1 32-60 180 1x230V PN10 | Magna1 | 5 | 621.7129 |  | Jah | Jah | MAGNA1 32-60 180 1x230V PN10 Ringluspump | Energiasäästlik, Grundfos, Küte, Tsirkulatsioonipump, Vaikne | 5.18 | 22.8 | 22 | 23.2 | magna1-32-60-180-1x230v-pn10 | https://avfvouczlgbtrhtqgokx.supabase.co/storage/v1/object/public/products/images/99221234.jpg | https://avfvouczlgbtrhtqgokx.supabase.co/storage/v1/object/public/products/curves/99221234_curve.png | https://avfvouczlgbtrhtqgokx.supabase.co/storage/v1/object/public/products/drawings/99221234_drawing.png |  |  | 9 | LühijuhendidMAGNA1 model A and B, Plug connected (Quick Guide); LühijuhendidMAGNA1 model A and B, Terminal connected (Quick Guide); LühijuhendidMAGNA1 Valid from Model C, terminal connected (Quick Guide); LühijuhendidMAGNA1, VALID FROM MODEL C, plug connected (Quick Guide); Paigaldus- ja kasutusjuhendidMAGNA1 model A and B (Safety instructions); Paigaldus- ja kasutusjuhendidMAGNA1 model A and B (terminal-connected) (Safety instructions); Paigaldus- ja kasutusjuhendidMAGNA1 model A and B, (plug-connected), safety instructions; Paigaldus- ja kasutusjuhendidMAGNA1 model A and B, installation and operating instructions; Paigaldus- ja kasutusjuhendidMAGNA1, Model C (I & O instructions) |  | CE,VDE,EAC,MOROCCO,UKCA,TSE,RCM,UkrSEPRO | [5 empty] | 5.18 kg | [9 empty] | CN ROHS,WEEE |  | 4615305 |  |  |  |  | F | [7 empty] | IPX4D | [15 empty] | 111 W | 10 bar | [7 empty] | 0.9 A |  |  |  | 3516 p/min |  |  |  |  | 0.09 A | [11 empty] | C |  |  | 4.61 kg | [10 empty] | 9 W | [7 empty] | 180 mm |  |  |  |  | PN 10 | [8 empty] | Valumalm | Vesi | [5 empty] | DE | [6 empty] | 2 inch | [14 empty] | 0.013 m³ |  |  | 110 |  | 983.2 kg/m³ |  | 84137030 |  | 60 dm |  | Composite |  |  |  | G |  |  |  |  | 60 °C | -10 .. 110 °C |  |  |  |  | 50 / 60 Hz | [6 empty] | 0 .. 40 °C
99221269 | MAGNA1 32-60 F 220 1x230V PN6/10 | Magna1 | 5 | 684.4622 |  | Jah | Jah | MAGNA1 32-60 F 220 1x230V PN6/10 Ringluspump | Energiasäästlik, Grundfos, Küte, Tsirkulatsioonipump, Vaikne | 8.24 | 23 | 26 | 25.5 | magna1-32-60-f-220-1x230v-pn610 | https://avfvouczlgbtrhtqgokx.supabase.co/storage/v1/object/public/products/images/99221269.jpg | https://avfvouczlgbtrhtqgokx.supabase.co/storage/v1/object/public/products/curves/99221269_curve.png | https://avfvouczlgbtrhtqgokx.supabase.co/storage/v1/object/public/products/drawings/99221269_drawing.png |  |  | 9 | LühijuhendidMAGNA1 model A and B, Plug connected (Quick Guide); LühijuhendidMAGNA1 model A and B, Terminal connected (Quick Guide); LühijuhendidMAGNA1 Valid from Model C, terminal connected (Quick Guide); LühijuhendidMAGNA1, VALID FROM MODEL C, plug connected (Quick Guide); Paigaldus- ja kasutusjuhendidMAGNA1 model A and B (Safety instructions); Paigaldus- ja kasutusjuhendidMAGNA1 model A and B (terminal-connected) (Safety instructions); Paigaldus- ja kasutusjuhendidMAGNA1 model A and B, (plug-connected), safety instructions; Paigaldus- ja kasutusjuhendidMAGNA1 model A and B, installation and operating instructions; Paigaldus- ja kasutusjuhendidMAGNA1, Model C (I & O instructions) |  | CE,VDE,EAC,MOROCCO,UKCA,TSE,RCM,UkrSEPRO | [5 empty] | 8.24 kg | [8 empty] | 0.20 | CN ROHS,WEEE |  | 4615314 |  |  |  |  | F | [7 empty] | IPX4D | [15 empty] | 111 W | 10 bar | [7 empty] | 0.9 A |  |  |  | 3516 p/min |  |  |  |  | 0.09 A | [11 empty] | C |  |  | 7.41 kg |  |  | 1 x 230 V | [7 empty] | 9 W | [7 empty] | 220 mm |  |  |  |  | PN 6/10 | [8 empty] | Valumalm | Vesi | [12 empty] | DN 32 | [14 empty] | 0.016 m³ |  |  | 110 |  | 983.2 kg/m³ |  | 84137030 |  | 60 dm |  | Composite |  |  |  | DIN |  |  |  |  | 60 °C | -10 .. 110 °C |  |  |  |  | 50 / 60 Hz | [6 empty] | 0 .. 40 °C
99221271 | MAGNA1 32-60 F N 220 1x230V PN6/10 | Sooja tarbevee tsirkulatsioonipump | 5 | 1061.4015 |  | Jah | Jah | MAGNA1 32-60 F N 220 1x230V PN6/10 Ringluspump | Energiasäästlik, Grundfos, Tarbevesi, Tsirkulatsioonipump, Vaikne | 8.64 | 23 | 26 | 25.5 | magna1-32-60-f-n-220-1x230v-pn610 | https://avfvouczlgbtrhtqgokx.supabase.co/storage/v1/object/public/products/images/99221271.jpg | https://avfvouczlgbtrhtqgokx.supabase.co/storage/v1/object/public/products/curves/99221271_curve.png | https://avfvouczlgbtrhtqgokx.supabase.co/storage/v1/object/public/products/drawings/99221271_drawing.png |  |  | 9 | LühijuhendidMAGNA1 model A and B, Plug connected (Quick Guide); LühijuhendidMAGNA1 model A and B, Terminal connected (Quick Guide); LühijuhendidMAGNA1 Valid from Model C, terminal connected (Quick Guide); LühijuhendidMAGNA1, VALID FROM MODEL C, plug connected (Quick Guide); Paigaldus- ja kasutusjuhendidMAGNA1 model A and B (Safety instructions); Paigaldus- ja kasutusjuhendidMAGNA1 model A and B (terminal-connected) (Safety instructions); Paigaldus- ja kasutusjuhendidMAGNA1 model A and B, (plug-connected), safety instructions; Paigaldus- ja kasutusjuhendidMAGNA1 model A and B, installation and operating instructions; Paigaldus- ja kasutusjuhendidMAGNA1, Model C (I & O instructions) |  | CE,VDE,EAC,MOROCCO,UKCA,TSE,RCM,UkrSEPRO | WRAS, ACS, UBA |  |  |  |  | 8.64 kg | [8 empty] | 0.20 | CN ROHS,WEEE | [6 empty] | F | [7 empty] | IPX4D | [15 empty] | 111 W | 10 bar | [7 empty] | 0.9 A |  |  |  | 3516 p/min |  |  |  |  | 0.09 A | [11 empty] | C |  |  | 7.83 kg |  |  | 1 x 230 V | [7 empty] | 9 W | [7 empty] | 220 mm |  |  |  |  | PN 6/10 | [8 empty] | Stainless steel | Vesi | [5 empty] | DE | [6 empty] | DN 32 | [14 empty] | 0.016 m³ |  |  | 110 |  | 983.2 kg/m³ |  | 84137030 |  | 60 dm |  | Composite |  |  |  | DIN |  |  |  |  | 60 °C | -10 .. 110 °C |  |  |  |  | 50 / 60 Hz | [6 empty] | 0 .. 40 °C
99221254 | MAGNA1 32-60 N 180 1x230V PN10 | Sooja tarbevee tsirkulatsioonipump | 5 | 963.1494 |  | Jah | Jah | MAGNA1 32-60 N 180 1x230V PN10 Ringluspump | Energiasäästlik, Grundfos, Tarbevesi, Tsirkulatsioonipump, Vaikne | 5.6 | 23.6 | 22.9 | 23.6 | magna1-32-60-n-180-1x230v-pn10 | https://avfvouczlgbtrhtqgokx.supabase.co/storage/v1/object/public/products/images/99221254.jpg | https://avfvouczlgbtrhtqgokx.supabase.co/storage/v1/object/public/products/curves/99221254_curve.png | https://avfvouczlgbtrhtqgokx.supabase.co/storage/v1/object/public/products/drawings/99221254_drawing.png |  |  | 9 | LühijuhendidMAGNA1 model A and B, Plug connected (Quick Guide); LühijuhendidMAGNA1 model A and B, Terminal connected (Quick Guide); LühijuhendidMAGNA1 Valid from Model C, terminal connected (Quick Guide); LühijuhendidMAGNA1, VALID FROM MODEL C, plug connected (Quick Guide); Paigaldus- ja kasutusjuhendidMAGNA1 model A and B (Safety instructions); Paigaldus- ja kasutusjuhendidMAGNA1 model A and B (terminal-connected) (Safety instructions); Paigaldus- ja kasutusjuhendidMAGNA1 model A and B, (plug-connected), safety instructions; Paigaldus- ja kasutusjuhendidMAGNA1 model A and B, installation and operating instructions; Paigaldus- ja kasutusjuhendidMAGNA1, Model C (I & O instructions) |  | CE,VDE,EAC,MOROCCO,UKCA,TSE,RCM,UkrSEPRO | WRAS, ACS, UBA |  |  |  |  | 5.6 kg | [8 empty] | 0.20 | CN ROHS,WEEE |  | 4615310 |  |  |  |  | F | [7 empty] | IPX4D | [15 empty] | 111 W | 10 bar | [7 empty] | 0.9 A |  |  |  | 3516 p/min |  |  |  |  | 0.09 A | [11 empty] | C |  |  | 4.88 kg |  |  | 1 x 230 V | [7 empty] | 9 W | [7 empty] | 180 mm |  |  |  |  | PN 10 | [8 empty] | Stainless steel | Vesi | [5 empty] | DE | [6 empty] | 2 inch | [14 empty] | 0.013 m³ |  |  | 110 |  | 983.2 kg/m³ |  | 84137030 |  | 60 dm |  | Composite |  |  |  | G |  |  |  |  | 60 °C | -10 .. 110 °C |  |  |  |  | 50 / 60 Hz | [6 empty] | 0 .. 40 °C
99221235 | MAGNA1 32-80 180 1x230V PN10 | Magna1 | 5 | 648.7426 |  | Jah | Jah | MAGNA1 32-80 180 1x230V PN10 Ringluspump | Energiasäästlik, Grundfos, Küte, Tsirkulatsioonipump, Vaikne | 5.18 | 22.8 | 22 | 23.2 | magna1-32-80-180-1x230v-pn10 | https://avfvouczlgbtrhtqgokx.supabase.co/storage/v1/object/public/products/images/99221235.jpg | https://avfvouczlgbtrhtqgokx.supabase.co/storage/v1/object/public/products/curves/99221235_curve.png | https://avfvouczlgbtrhtqgokx.supabase.co/storage/v1/object/public/products/drawings/99221235_drawing.png |  |  | 9 | LühijuhendidMAGNA1 model A and B, Plug connected (Quick Guide); LühijuhendidMAGNA1 model A and B, Terminal connected (Quick Guide); LühijuhendidMAGNA1 Valid from Model C, terminal connected (Quick Guide); LühijuhendidMAGNA1, VALID FROM MODEL C, plug connected (Quick Guide); Paigaldus- ja kasutusjuhendidMAGNA1 model A and B (Safety instructions); Paigaldus- ja kasutusjuhendidMAGNA1 model A and B (terminal-connected) (Safety instructions); Paigaldus- ja kasutusjuhendidMAGNA1 model A and B, (plug-connected), safety instructions; Paigaldus- ja kasutusjuhendidMAGNA1 model A and B, installation and operating instructions; Paigaldus- ja kasutusjuhendidMAGNA1, Model C (I & O instructions) |  | CE,VDE,EAC,MOROCCO,UKCA,TSE,RCM,UkrSEPRO | [5 empty] | 5.18 kg | [8 empty] | 0.20 | CN ROHS,WEEE |  | 4615306 |  |  |  |  | F | [7 empty] | IPX4D | [15 empty] | 151 W | 10 bar | [7 empty] | 1.22 A |  |  |  | 4041 p/min |  |  |  |  | 0.09 A | [11 empty] | C |  |  | 4.61 kg |  |  | 1 x 230 V | [7 empty] | 9 W | [7 empty] | 180 mm |  |  |  |  | PN 10 | [8 empty] | Valumalm | Vesi | [12 empty] | 2 inch | [14 empty] | 0.013 m³ |  |  | 110 |  | 983.2 kg/m³ |  | 84137030 |  | 80 dm |  | Composite |  |  |  | G |  |  |  |  | 60 °C | -10 .. 110 °C |  |  |  |  | 50 / 60 Hz | [6 empty] | 0 .. 40 °C
99221275 | MAGNA1 32-80 F 220 1x230V PN6/10 | Magna1 | 5 | 720.8423 |  | Jah | Jah | MAGNA1 32-80 F 220 1x230V PN6/10 Ringluspump | Energiasäästlik, Grundfos, Küte, Tsirkulatsioonipump, Vaikne | 8.2 | 23 | 26 | 25.5 | magna1-32-80-f-220-1x230v-pn610 | https://avfvouczlgbtrhtqgokx.supabase.co/storage/v1/object/public/products/images/99221275.jpg | https://avfvouczlgbtrhtqgokx.supabase.co/storage/v1/object/public/products/curves/99221275_curve.png | https://avfvouczlgbtrhtqgokx.supabase.co/storage/v1/object/public/products/drawings/99221275_drawing.png |  |  | 9 | LühijuhendidMAGNA1 model A and B, Plug connected (Quick Guide); LühijuhendidMAGNA1 model A and B, Terminal connected (Quick Guide); LühijuhendidMAGNA1 Valid from Model C, terminal connected (Quick Guide); LühijuhendidMAGNA1, VALID FROM MODEL C, plug connected (Quick Guide); Paigaldus- ja kasutusjuhendidMAGNA1 model A and B (Safety instructions); Paigaldus- ja kasutusjuhendidMAGNA1 model A and B (terminal-connected) (Safety instructions); Paigaldus- ja kasutusjuhendidMAGNA1 model A and B, (plug-connected), safety instructions; Paigaldus- ja kasutusjuhendidMAGNA1 model A and B, installation and operating instructions; Paigaldus- ja kasutusjuhendidMAGNA1, Model C (I & O instructions) |  | CE,VDE,EAC,MOROCCO,UKCA,TSE,RCM,UkrSEPRO | [5 empty] | 8.2 kg | [8 empty] | 0.20 | CN ROHS,WEEE |  | 4615315 |  |  |  |  | F | [7 empty] | IPX4D | [15 empty] | 151 W | 10 bar | [7 empty] | 1.22 A |  |  |  | 4041 p/min |  |  |  |  | 0.09 A | [11 empty] | C |  |  | 7.41 kg |  |  | 1 x 230 V | [7 empty] | 9 W | [7 empty] | 220 mm |  |  |  |  | PN 6/10 | [8 empty] | Valumalm | Vesi | [5 empty] | DE | [6 empty] | DN 32 | [14 empty] | 0.016 m³ |  |  | 110 |  | 983.2 kg/m³ |  | 84137030 |  | 80 dm |  | Composite |  |  |  | DIN |  |  |  |  | 60 °C | -10 .. 110 °C |  |  |  |  | 50 / 60 Hz | [6 empty] | 0 .. 40 °C
99221277 | MAGNA1 32-80 F N 220 1x230V PN6/10 | Sooja tarbevee tsirkulatsioonipump | 5 | 1116.7715 |  | Jah | Jah | MAGNA1 32-80 F N 220 1x230V PN6/10 Ringluspump | Energiasäästlik, Grundfos, Tarbevesi, Tsirkulatsioonipump, Vaikne | 8.44 | 26.6 | 23.6 | 25.8 | magna1-32-80-f-n-220-1x230v-pn610 | https://avfvouczlgbtrhtqgokx.supabase.co/storage/v1/object/public/products/images/99221277.jpg | https://avfvouczlgbtrhtqgokx.supabase.co/storage/v1/object/public/products/curves/99221277_curve.png | https://avfvouczlgbtrhtqgokx.supabase.co/storage/v1/object/public/products/drawings/99221277_drawing.png |  |  | 9 | LühijuhendidMAGNA1 model A and B, Plug connected (Quick Guide); LühijuhendidMAGNA1 model A and B, Terminal connected (Quick Guide); LühijuhendidMAGNA1 Valid from Model C, terminal connected (Quick Guide); LühijuhendidMAGNA1, VALID FROM MODEL C, plug connected (Quick Guide); Paigaldus- ja kasutusjuhendidMAGNA1 model A and B (Safety instructions); Paigaldus- ja kasutusjuhendidMAGNA1 model A and B (terminal-connected) (Safety instructions); Paigaldus- ja kasutusjuhendidMAGNA1 model A and B, (plug-connected), safety instructions; Paigaldus- ja kasutusjuhendidMAGNA1 model A and B, installation and operating instructions; Paigaldus- ja kasutusjuhendidMAGNA1, Model C (I & O instructions) |  | CE,VDE,EAC,MOROCCO,UKCA,TSE,RCM,UkrSEPRO | WRAS, ACS, UBA |  |  |  |  | 8.44 kg | [8 empty] | 0.20 | CN ROHS,WEEE | [6 empty] | F | [7 empty] | IPX4D | [15 empty] | 151 W | 10 bar | [7 empty] | 1.22 A |  |  |  | 4041 p/min |  |  |  |  | 0.09 A | [11 empty] | C |  |  | 7.83 kg |  |  | 1 x 230 V | [7 empty] | 9 W | [7 empty] | 220 mm |  |  |  |  | PN 6/10 | [8 empty] | Stainless steel | Vesi | [5 empty] | DE | [6 empty] | DN 32 | [14 empty] | 0.016 m³ |  |  | 110 |  | 983.2 kg/m³ |  | 84137030 |  | 80 dm |  | Composite |  |  |  | DIN |  |  |  |  | 60 °C | -10 .. 110 °C |  |  |  |  | 50 / 60 Hz | [6 empty] | 0 .. 40 °C
99221255 | MAGNA1 32-80 N 180 1x230V PN10 | Sooja tarbevee tsirkulatsioonipump | 5 | 1005.0303 |  | Jah | Jah | MAGNA1 32-80 N 180 1x230V PN10 Ringluspump | Energiasäästlik, Grundfos, Tarbevesi, Tsirkulatsioonipump, Vaikne | 5.6 | 22.8 | 22 | 23.2 | magna1-32-80-n-180-1x230v-pn10 | https://avfvouczlgbtrhtqgokx.supabase.co/storage/v1/object/public/products/images/99221255.jpg | https://avfvouczlgbtrhtqgokx.supabase.co/storage/v1/object/public/products/curves/99221255_curve.png | https://avfvouczlgbtrhtqgokx.supabase.co/storage/v1/object/public/products/drawings/99221255_drawing.png |  |  | 9 | LühijuhendidMAGNA1 model A and B, Plug connected (Quick Guide); LühijuhendidMAGNA1 model A and B, Terminal connected (Quick Guide); LühijuhendidMAGNA1 Valid from Model C, terminal connected (Quick Guide); LühijuhendidMAGNA1, VALID FROM MODEL C, plug connected (Quick Guide); Paigaldus- ja kasutusjuhendidMAGNA1 model A and B (Safety instructions); Paigaldus- ja kasutusjuhendidMAGNA1 model A and B (terminal-connected) (Safety instructions); Paigaldus- ja kasutusjuhendidMAGNA1 model A and B, (plug-connected), safety instructions; Paigaldus- ja kasutusjuhendidMAGNA1 model A and B, installation and operating instructions; Paigaldus- ja kasutusjuhendidMAGNA1, Model C (I & O instructions) |  | CE,VDE,EAC,MOROCCO,UKCA,TSE,RCM,UkrSEPRO | WRAS, ACS, UBA |  |  |  |  | 5.6 kg | [9 empty] | CN ROHS,WEEE |  | 4615311 |  |  |  |  | F | [7 empty] | IPX4D | [15 empty] | 151 W | 10 bar | [7 empty] | 1.22 A |  |  |  | 4041 p/min |  |  |  |  | 0.09 A | [11 empty] | C |  |  | 4.88 kg |  |  | 1 x 230 V | [7 empty] | 9 W | [7 empty] | 180 mm |  |  |  |  | PN 10 | [8 empty] | Stainless steel | Vesi | [5 empty] | DE | [6 empty] | 2 inch | [14 empty] | 0.013 m³ |  |  | 110 |  | 983.2 kg/m³ |  | 84137030 |  | 80 dm |  | Composite |  |  |  | G |  |  |  |  | 60 °C | -10 .. 110 °C |  |  |  |  | 50 / 60 Hz | [6 empty] | 0 .. 40 °C
99221304 | MAGNA1 40-100 F 220 1x230V PN6/10 | Magna1 | 5 | 1078.1312 |  | Jah | Jah | MAGNA1 40-100 F 220 1x230V PN6/10 Ringluspump | Energiasäästlik, Grundfos, Küte, Tsirkulatsioonipump, Vaikne | 17.7 | 30 | 30.5 | 42.5 | magna1-40-100-f-220-1x230v-pn610 | https://avfvouczlgbtrhtqgokx.supabase.co/storage/v1/object/public/products/images/99221304.jpg | https://avfvouczlgbtrhtqgokx.supabase.co/storage/v1/object/public/products/curves/99221304_curve.png | https://avfvouczlgbtrhtqgokx.supabase.co/storage/v1/object/public/products/drawings/99221304_drawing.png |  |  | 9 | LühijuhendidMAGNA1 model A and B, Plug connected (Quick Guide); LühijuhendidMAGNA1 model A and B, Terminal connected (Quick Guide); LühijuhendidMAGNA1 Valid from Model C, terminal connected (Quick Guide); LühijuhendidMAGNA1, VALID FROM MODEL C, plug connected (Quick Guide); Paigaldus- ja kasutusjuhendidMAGNA1 model A and B (Safety instructions); Paigaldus- ja kasutusjuhendidMAGNA1 model A and B (terminal-connected) (Safety instructions); Paigaldus- ja kasutusjuhendidMAGNA1 model A and B, (plug-connected), safety instructions; Paigaldus- ja kasutusjuhendidMAGNA1 model A and B, installation and operating instructions; Paigaldus- ja kasutusjuhendidMAGNA1, Model C (I & O instructions) |  | CE,VDE,EAC,MOROCCO,UKCA,TSE,RCM,UkrSEPRO | [5 empty] | 17.7 kg | [9 empty] | CN ROHS,WEEE |  | 4615189 |  |  |  |  | F | [7 empty] | IPX4D | [15 empty] | 370 W | 10 bar | [7 empty] | 1.65 A |  |  |  | 4793 p/min |  |  |  |  | 0.19 A | [11 empty] | C |  |  | 16.3 kg |  |  | 1 x 230 V | [7 empty] | 17.03 W | [7 empty] | 220 mm |  |  |  |  | PN 6/10 | [8 empty] | Valumalm | Vesi | [5 empty] | DE | [6 empty] | DN 40 | [14 empty] | 0.039 m³ |  |  | 110 |  | 983.2 kg/m³ |  | 84137030 |  | 100 dm |  | Composite |  |  |  | DIN |  |  |  |  | 60 °C | -10 .. 110 °C |  |  |  |  | 50 / 60 Hz | [6 empty] | 0 .. 40 °C
99221305 | MAGNA1 40-120 F 250 1x230V PN6/10 | Magna1 | 5 | 1197.4683 |  | Jah | Jah | MAGNA1 40-120 F 250 1x230V PN6/10 Ringluspump | Energiasäästlik, Grundfos, Küte, Tsirkulatsioonipump, Vaikne | 17.5 | 30 | 30.5 | 42.5 | magna1-40-120-f-250-1x230v-pn610 | https://avfvouczlgbtrhtqgokx.supabase.co/storage/v1/object/public/products/images/99221305.jpg | https://avfvouczlgbtrhtqgokx.supabase.co/storage/v1/object/public/products/curves/99221305_curve.png | https://avfvouczlgbtrhtqgokx.supabase.co/storage/v1/object/public/products/drawings/99221305_drawing.png |  |  | 9 | LühijuhendidMAGNA1 model A and B, Plug connected (Quick Guide); LühijuhendidMAGNA1 model A and B, Terminal connected (Quick Guide); LühijuhendidMAGNA1 Valid from Model C, terminal connected (Quick Guide); LühijuhendidMAGNA1, VALID FROM MODEL C, plug connected (Quick Guide); Paigaldus- ja kasutusjuhendidMAGNA1 model A and B (Safety instructions); Paigaldus- ja kasutusjuhendidMAGNA1 model A and B (terminal-connected) (Safety instructions); Paigaldus- ja kasutusjuhendidMAGNA1 model A and B, (plug-connected), safety instructions; Paigaldus- ja kasutusjuhendidMAGNA1 model A and B, installation and operating instructions; Paigaldus- ja kasutusjuhendidMAGNA1, Model C (I & O instructions) |  | CE,VDE,EAC,MOROCCO,UKCA,TSE,RCM,UkrSEPRO | [5 empty] | 17.5 kg | [9 empty] | CN ROHS,WEEE |  | 4615190 |  |  |  |  | F | [7 empty] | IPX4D | [15 empty] | 463 W | 10 bar | [7 empty] | 2.05 A |  |  |  | 4034 p/min |  |  |  |  | 0.18 A | [11 empty] | C |  |  | 16 kg |  |  | 1 x 230 V | [7 empty] | 15.01 W | [7 empty] | 250 mm |  |  |  |  | PN 6/10 | [8 empty] | Valumalm | Vesi | [5 empty] | DE | [6 empty] | DN 40 | [14 empty] | 0.039 m³ |  |  | 110 |  | 983.2 kg/m³ |  | 84137030 |  | 120 dm |  | Composite |  |  |  | DIN |  |  |  |  | 60 °C | -10 .. 110 °C |  |  |  |  | 50 / 60 Hz | [6 empty] | 0 .. 40 °C
99221306 | MAGNA1 40-150 F 250 1x230V PN6/10 | Magna1 | 5 | 1461.8923 |  | Jah | Jah | MAGNA1 40-150 F 250 1x230V PN6/10 Ringluspump | Energiasäästlik, Grundfos, Küte, Tsirkulatsioonipump, Vaikne | 17.45 | 30 | 30.5 | 42.6 | magna1-40-150-f-250-1x230v-pn610 | https://avfvouczlgbtrhtqgokx.supabase.co/storage/v1/object/public/products/images/99221306.jpg | https://avfvouczlgbtrhtqgokx.supabase.co/storage/v1/object/public/products/curves/99221306_curve.png | https://avfvouczlgbtrhtqgokx.supabase.co/storage/v1/object/public/products/drawings/99221306_drawing.png |  |  | 9 | LühijuhendidMAGNA1 model A and B, Plug connected (Quick Guide); LühijuhendidMAGNA1 model A and B, Terminal connected (Quick Guide); LühijuhendidMAGNA1 Valid from Model C, terminal connected (Quick Guide); LühijuhendidMAGNA1, VALID FROM MODEL C, plug connected (Quick Guide); Paigaldus- ja kasutusjuhendidMAGNA1 model A and B (Safety instructions); Paigaldus- ja kasutusjuhendidMAGNA1 model A and B (terminal-connected) (Safety instructions); Paigaldus- ja kasutusjuhendidMAGNA1 model A and B, (plug-connected), safety instructions; Paigaldus- ja kasutusjuhendidMAGNA1 model A and B, installation and operating instructions; Paigaldus- ja kasutusjuhendidMAGNA1, Model C (I & O instructions) |  | CE,VDE,EAC,MOROCCO,UKCA,TSE,RCM,UkrSEPRO | [5 empty] | 17.4 kg | [9 empty] | CN ROHS,WEEE |  | 4615191 |  |  |  |  | F | [7 empty] | IPX4D | [15 empty] | 615 W | 10 bar | [7 empty] | 2.71 A |  |  |  | 4503 p/min |  |  |  |  | 0.18 A | [11 empty] | C |  |  | 16 kg |  |  | 1 x 230 V | [7 empty] | 16.01 W | [7 empty] | 250 mm |  |  |  |  | PN 6/10 | [8 empty] | Valumalm | Vesi | [5 empty] | DE | [6 empty] | DN 40 | [14 empty] | 0.039 m³ |  |  | 110 |  | 983.2 kg/m³ |  | 84137030 |  | 150 dm |  | Composite |  |  |  | DIN |  |  |  |  | 60 °C | -10 .. 110 °C |  |  |  |  | 50 / 60 Hz | [6 empty] | 0 .. 40 °C
99221307 | MAGNA1 40-180 F 250 1x230V PN6/10 | Magna1 | 5 | 1681.1845 |  | Jah | Jah | MAGNA1 40-180 F 250 1x230V PN6/10 Ringluspump | Energiasäästlik, Grundfos, Küte, Tsirkulatsioonipump, Vaikne | 17.48 | 30 | 30.5 | 42.5 | magna1-40-180-f-250-1x230v-pn610 | https://avfvouczlgbtrhtqgokx.supabase.co/storage/v1/object/public/products/images/99221307.jpg | https://avfvouczlgbtrhtqgokx.supabase.co/storage/v1/object/public/products/curves/99221307_curve.png | https://avfvouczlgbtrhtqgokx.supabase.co/storage/v1/object/public/products/drawings/99221307_drawing.png |  |  | 9 | LühijuhendidMAGNA1 model A and B, Plug connected (Quick Guide); LühijuhendidMAGNA1 model A and B, Terminal connected (Quick Guide); LühijuhendidMAGNA1 Valid from Model C, terminal connected (Quick Guide); LühijuhendidMAGNA1, VALID FROM MODEL C, plug connected (Quick Guide); Paigaldus- ja kasutusjuhendidMAGNA1 model A and B (Safety instructions); Paigaldus- ja kasutusjuhendidMAGNA1 model A and B (terminal-connected) (Safety instructions); Paigaldus- ja kasutusjuhendidMAGNA1 model A and B, (plug-connected), safety instructions; Paigaldus- ja kasutusjuhendidMAGNA1 model A and B, installation and operating instructions; Paigaldus- ja kasutusjuhendidMAGNA1, Model C (I & O instructions) |  | CE,VDE,EAC,MOROCCO,UKCA,TSE,RCM,UkrSEPRO | [5 empty] | 17.5 kg | [9 empty] | CN ROHS,WEEE |  | 4615192 |  |  |  |  | F | [7 empty] | IPX4D | [15 empty] | 615 W | 10 bar | [7 empty] | 2.71 A |  |  |  | 4724 p/min |  |  |  |  | 0.22 A | [11 empty] | C |  |  | 16 kg | [10 empty] | 16.01 W | [7 empty] | 250 mm |  |  |  |  | PN 6/10 | [8 empty] | Valumalm | Vesi | [5 empty] | DE | [6 empty] | DN 40 | [14 empty] | 0.039 m³ |  |  | 110 |  | 983.2 kg/m³ |  | 84137030 |  | 180 dm |  | Composite |  |  |  | DIN |  |  |  |  | 60 °C | -10 .. 110 °C |  |  |  |  | 50 / 60 Hz | [6 empty] | 0 .. 40 °C
99221291 | MAGNA1 40-40 F 220 1x230V PN6/10 | Magna1 | 5 | 729.8212 |  | Jah | Jah | MAGNA1 40-40 F 220 1x230V PN6/10 Ringluspump | Energiasäästlik, Grundfos, Küte, Tsirkulatsioonipump, Vaikne | 10.2 | 23.5 | 26 | 25.5 | magna1-40-40-f-220-1x230v-pn610 | https://avfvouczlgbtrhtqgokx.supabase.co/storage/v1/object/public/products/images/99221291.jpg | https://avfvouczlgbtrhtqgokx.supabase.co/storage/v1/object/public/products/curves/99221291_curve.png | https://avfvouczlgbtrhtqgokx.supabase.co/storage/v1/object/public/products/drawings/99221291_drawing.png |  |  | 10 | LühijuhendidMAGNA1 model A and B, Plug connected (Quick Guide); LühijuhendidMAGNA1 model A and B, Terminal connected (Quick Guide); LühijuhendidMAGNA1 Valid from Model C, terminal connected (Quick Guide); LühijuhendidMAGNA1, VALID FROM MODEL C, plug connected (Quick Guide); Paigaldus- ja kasutusjuhendidMAGNA1 model A and B (Safety instructions); Paigaldus- ja kasutusjuhendidMAGNA1 model A and B (terminal-connected) (Safety instructions); Paigaldus- ja kasutusjuhendidMAGNA1 model A and B, (plug-connected), safety instructions; Paigaldus- ja kasutusjuhendidMAGNA1 model A and B, installation and operating instructions; Paigaldus- ja kasutusjuhendidMAGNA1, Model C (I & O instructions); Paigaldus- ja kasutusjuhendidMAGNA1, Model C (Safety instructions) |  | CE,VDE,EAC,MOROCCO,UKCA,TSE,RCM,UkrSEPRO | [5 empty] | 10.2 kg | [9 empty] | CN ROHS,WEEE |  | 4615318 |  |  |  |  | F | [7 empty] | IPX4D | [15 empty] | 90 W | 10 bar | [7 empty] | 0.72 A |  |  |  | 2964 p/min |  |  |  |  | 0.11 A | [11 empty] | C |  |  | 9.57 kg |  |  | 1 x 230 V | [7 empty] | 12 W | [7 empty] | 220 mm |  |  |  |  | PN 6/10 | [8 empty] | Valumalm | Vesi | [12 empty] | DN 40 | [14 empty] | 0.016 m³ |  |  | 110 |  | 983.2 kg/m³ |  | 84137030 |  | 40 dm |  | Composite |  |  |  | DIN |  |  |  |  | 60 °C | -10 .. 110 °C |  |  |  |  | 50 / 60 Hz | [6 empty] | 0 .. 40 °C
99221292 | MAGNA1 40-60 F 220 1x230V PN6/10 | Magna1 | 5 | 801.9209 |  | Jah | Jah | MAGNA1 40-60 F 220 1x230V PN6/10 Ringluspump | Energiasäästlik, Grundfos, Küte, Tsirkulatsioonipump, Vaikne | 10.2 | 23.5 | 26 | 25.5 | magna1-40-60-f-220-1x230v-pn610 | https://avfvouczlgbtrhtqgokx.supabase.co/storage/v1/object/public/products/images/99221292.jpg | https://avfvouczlgbtrhtqgokx.supabase.co/storage/v1/object/public/products/curves/99221292_curve.png | https://avfvouczlgbtrhtqgokx.supabase.co/storage/v1/object/public/products/drawings/99221292_drawing.png |  |  | 9 | LühijuhendidMAGNA1 model A and B, Plug connected (Quick Guide); LühijuhendidMAGNA1 model A and B, Terminal connected (Quick Guide); LühijuhendidMAGNA1 Valid from Model C, terminal connected (Quick Guide); LühijuhendidMAGNA1, VALID FROM MODEL C, plug connected (Quick Guide); Paigaldus- ja kasutusjuhendidMAGNA1 model A and B (Safety instructions); Paigaldus- ja kasutusjuhendidMAGNA1 model A and B (terminal-connected) (Safety instructions); Paigaldus- ja kasutusjuhendidMAGNA1 model A and B, (plug-connected), safety instructions; Paigaldus- ja kasutusjuhendidMAGNA1 model A and B, installation and operating instructions; Paigaldus- ja kasutusjuhendidMAGNA1, Model C (I & O instructions) |  | CE,VDE,EAC,MOROCCO,UKCA,TSE,RCM,UkrSEPRO | [5 empty] | 10.2 kg | [8 empty] | 0.20 | CN ROHS,WEEE |  | 4615319 |  |  |  |  | F | [7 empty] | IPX4D | [15 empty] | 194 W | 10 bar | [7 empty] | 1.56 A |  |  |  | 3636 p/min |  |  |  |  | 0.11 A | [11 empty] | C |  |  | 9.57 kg |  |  | 1 x 230 V | [7 empty] | 12 W | [7 empty] | 220 mm |  |  |  |  | PN 6/10 | [8 empty] | Valumalm | Vesi | [12 empty] | DN 40 | [14 empty] | 0.016 m³ |  |  | 110 |  | 983.2 kg/m³ |  | 84137030 |  | 60 dm |  | Composite |  |  |  | DIN |  |  |  |  | 60 °C | -10 .. 110 °C |  |  |  |  | 50 / 60 Hz | [6 empty] | 0 .. 40 °C
99221303 | MAGNA1 40-80 F 220 1x230V PN6/10 | Magna1 | 5 | 977.6188 |  | Jah | Jah | MAGNA1 40-80 F 220 1x230V PN6/10 Ringluspump | Energiasäästlik, Grundfos, Küte, Tsirkulatsioonipump, Vaikne | 17.74 | 30 | 30.5 | 42.5 | magna1-40-80-f-220-1x230v-pn610 | https://avfvouczlgbtrhtqgokx.supabase.co/storage/v1/object/public/products/images/99221303.jpg | https://avfvouczlgbtrhtqgokx.supabase.co/storage/v1/object/public/products/curves/99221303_curve.png | https://avfvouczlgbtrhtqgokx.supabase.co/storage/v1/object/public/products/drawings/99221303_drawing.png |  |  | 9 | LühijuhendidMAGNA1 model A and B, Plug connected (Quick Guide); LühijuhendidMAGNA1 model A and B, Terminal connected (Quick Guide); LühijuhendidMAGNA1 Valid from Model C, terminal connected (Quick Guide); LühijuhendidMAGNA1, VALID FROM MODEL C, plug connected (Quick Guide); Paigaldus- ja kasutusjuhendidMAGNA1 model A and B (Safety instructions); Paigaldus- ja kasutusjuhendidMAGNA1 model A and B (terminal-connected) (Safety instructions); Paigaldus- ja kasutusjuhendidMAGNA1 model A and B, (plug-connected), safety instructions; Paigaldus- ja kasutusjuhendidMAGNA1 model A and B, installation and operating instructions; Paigaldus- ja kasutusjuhendidMAGNA1, Model C (I & O instructions) |  | CE,VDE,EAC,MOROCCO,UKCA,TSE,RCM,UkrSEPRO | [5 empty] | 17.7 kg | [9 empty] | CN ROHS,WEEE |  | 4615188 |  |  |  |  | F | [7 empty] | IPX4D | [15 empty] | 267 W | 10 bar | [7 empty] | 1.18 A |  |  |  | 4285 p/min |  |  |  |  | 0.19 A | [11 empty] | C |  |  | 16.3 kg |  |  | 1 x 230 V |  |  |  | 1397409 |  |  |  | 17.03 W | [7 empty] | 220 mm |  |  |  |  | PN 6/10 | [8 empty] | Valumalm | Vesi | [5 empty] | DE | [6 empty] | DN 40 | [14 empty] | 0.039 m³ |  |  | 110 |  | 983.2 kg/m³ |  | 84137030 |  | 80 dm |  | Composite |  |  |  | DIN |  |  |  |  | 60 °C | -10 .. 110 °C |  |  |  |  | 50 / 60 Hz | [6 empty] | 0 .. 40 °C
97924252 | MAGNA3 25-100 180 1x230V PN16 | Magna3 | 5 | 926.8857 |  | Jah | Jah | MAGNA3 25-100 180 1x230V PN16 Ringluspump | Autoadapt, Energiasäästlik, Grundfos, Küte, Tsirkulatsioonipump, Vaikne | 5.86 | 23.9 | 22.9 | 27.4 | magna3-25-100-180-1x230v-pn16 | https://avfvouczlgbtrhtqgokx.supabase.co/storage/v1/object/public/products/images/97924252.jpg | https://avfvouczlgbtrhtqgokx.supabase.co/storage/v1/object/public/products/curves/97924252_curve.png | https://avfvouczlgbtrhtqgokx.supabase.co/storage/v1/object/public/products/drawings/97924252_drawing.png |  |  | 5 | LühijuhendidMAGNA3 model D, Terminal connected (Quick Guide); LühijuhendidMAGNA3, Plug connected (Quick Guide); MAGNA1, MAGNA3, Terminal connected versions, Pump head, clamp, O-ring, (Service kit instruction); MAGNA3 (Plug-connected versions / Pump head - clamp - O-ring) (Service kit instruction); MAGNA3, Sensor cap, Plug and terminal connected versions (Service kit instruction) |  | CE,VDE,EAC,MOROCCO,UKCA,TSE,RCM,UkrSEPRO | [5 empty] | 5.86 kg | [8 empty] | 0.18 | CN ROHS,WEEE | [6 empty] | F | [7 empty] | IPX4D | [15 empty] | 153 W | 16 bar | [7 empty] | 1.33 A |  |  |  | 4530 p/min |  |  |  |  | 0.09 A | [11 empty] | E |  |  | 5.11 kg | 5.43 m³/h |  | 1 x 230 V | [7 empty] | 9 W | [7 empty] | 180 mm |  |  |  |  | PN 16 | [8 empty] | Valumalm | Vesi | [12 empty] | 1 1/2 inch | [14 empty] | 0.015 m³ |  |  | 110 |  | 983.2 kg/m³ |  | 84137030 |  | 100 dm | 6.273 m | Composite |  |  |  | G |  |  |  |  | 60 °C | -10 .. 110 °C |  |  |  |  | 50 / 60 Hz | [6 empty] | 0 .. 40 °C
97924247 | MAGNA3 25-100 180 1x230V PN6/10 | Magna3 | 5 | 792.5425 |  | Jah | Jah | MAGNA3 25-100 180 1x230V PN6/10 Ringluspump | Autoadapt, Energiasäästlik, Grundfos, Küte, Tsirkulatsioonipump, Vaikne | 5.86 | 23.9 | 22.9 | 27.4 | magna3-25-100-180-1x230v-pn610 | https://avfvouczlgbtrhtqgokx.supabase.co/storage/v1/object/public/products/images/97924247.jpg | https://avfvouczlgbtrhtqgokx.supabase.co/storage/v1/object/public/products/curves/97924247_curve.png | https://avfvouczlgbtrhtqgokx.supabase.co/storage/v1/object/public/products/drawings/97924247_drawing.png |  |  | 5 | LühijuhendidMAGNA3 model D, Terminal connected (Quick Guide); LühijuhendidMAGNA3, Plug connected (Quick Guide); MAGNA1, MAGNA3, Terminal connected versions, Pump head, clamp, O-ring, (Service kit instruction); MAGNA3 (Plug-connected versions / Pump head - clamp - O-ring) (Service kit instruction); MAGNA3, Sensor cap, Plug and terminal connected versions (Service kit instruction) |  | CE,VDE,EAC,MOROCCO,UKCA,TSE,RCM,UkrSEPRO | [5 empty] | 5.86 kg | [7 empty] | 380790100 |  | CN ROHS,WEEE |  | 4615512 |  |  |  |  | F | [7 empty] | IPX4D | [15 empty] | 153 W | 10 bar | [7 empty] | 1.33 A |  |  |  | 4530 p/min |  |  |  |  | 0.09 A | [11 empty] | E |  |  | 5.11 kg | 5.43 m³/h |  | 1 x 230 V |  |  |  | 9042328 |  |  |  | 9 W | [7 empty] | 180 mm |  |  |  |  | PN 10 | [8 empty] | Valumalm | Vesi | [5 empty] | DE | [6 empty] | 1 1/2 inch | [5 empty] | 5732575 | [8 empty] | 0.015 m³ |  |  | 110 |  | 983.2 kg/m³ |  | 84137030 |  | 100 dm | 6.273 m | Composite |  |  |  | G |  |  |  |  | 60 °C | -10 .. 110 °C |  |  |  |  | 50 / 60 Hz | [6 empty] | 0 .. 40 °C
97924339 | MAGNA3 25-100 N 180 1x230V PN6/10 | Sooja tarbevee tsirkulatsioonipump | 5 | 1227.8846 |  | Jah | Jah | MAGNA3 25-100 N 180 1x230V PN6/10 Ringluspump | Autoadapt, Energiasäästlik, Grundfos, Tarbevesi, Tsirkulatsioonipump, Vaikne | 6.1 | 23.9 | 22.9 | 27.4 | magna3-25-100-n-180-1x230v-pn610 | https://avfvouczlgbtrhtqgokx.supabase.co/storage/v1/object/public/products/images/97924339.jpg | https://avfvouczlgbtrhtqgokx.supabase.co/storage/v1/object/public/products/curves/97924339_curve.png | https://avfvouczlgbtrhtqgokx.supabase.co/storage/v1/object/public/products/drawings/97924339_drawing.png |  |  | 4 | LühijuhendidMAGNA3 model D, Terminal connected (Quick Guide); LühijuhendidMAGNA3, Plug connected (Quick Guide); MAGNA1, MAGNA3, Terminal connected versions, Pump head, clamp, O-ring, (Service kit instruction); MAGNA3 (Plug-connected versions / Pump head - clamp - O-ring) (Service kit instruction) |  | CE,VDE,EAC,MOROCCO,UKCA,TSE,RCM,UkrSEPRO | WRAS, ACS, UBA |  |  |  |  | 6.1 kg | [7 empty] | 380795100 | 0.18 | CN ROHS,WEEE |  | 4615645 |  |  |  |  | F | [7 empty] | IPX4D | [15 empty] | 153 W | 10 bar | [7 empty] | 1.33 A |  |  |  | 4530 p/min |  |  |  |  | 0.09 A | [11 empty] | E |  |  | 5.12 kg | 5.43 m³/h |  | 1 x 230 V |  |  |  | 9042356 |  |  |  | 9 W | [7 empty] | 180 mm |  |  |  |  | PN 10 | [8 empty] | Stainless steel | Vesi | [5 empty] | DE | [6 empty] | 1 1/2 inch | [5 empty] | 5803237 | [8 empty] | 0.015 m³ |  |  | 110 |  | 983.2 kg/m³ |  | 84137030 |  | 100 dm | 6.273 m | Composite |  |  |  | G |  |  |  |  | 60 °C | -10 .. 110 °C |  |  |  |  | 50 / 60 Hz | [6 empty] | 0 .. 40 °C
97924253 | MAGNA3 25-120 180 1x230V PN16 | Magna3 | 5 | 1043.2374 |  | Jah | Jah | MAGNA3 25-120 180 1x230V PN16 Ringluspump | Autoadapt, Energiasäästlik, Grundfos, Küte, Tsirkulatsioonipump, Vaikne | 5.84 | 23.9 | 22.9 | 27.4 | magna3-25-120-180-1x230v-pn16 | https://avfvouczlgbtrhtqgokx.supabase.co/storage/v1/object/public/products/images/97924253.jpg | https://avfvouczlgbtrhtqgokx.supabase.co/storage/v1/object/public/products/curves/97924253_curve.png | https://avfvouczlgbtrhtqgokx.supabase.co/storage/v1/object/public/products/drawings/97924253_drawing.png |  |  | 5 | LühijuhendidMAGNA3 model D, Terminal connected (Quick Guide); LühijuhendidMAGNA3, Plug connected (Quick Guide); MAGNA1, MAGNA3, Terminal connected versions, Pump head, clamp, O-ring, (Service kit instruction); MAGNA3 (Plug-connected versions / Pump head - clamp - O-ring) (Service kit instruction); MAGNA3, Sensor cap, Plug and terminal connected versions (Service kit instruction) |  | CE,VDE,EAC,MOROCCO,UKCA,TSE,RCM,UkrSEPRO | [5 empty] | 5.84 kg | [9 empty] | CN ROHS,WEEE | [6 empty] | F | [7 empty] | IPX4D | [15 empty] | 185 W | 16 bar | [7 empty] | 1.56 A |  |  |  | 4980 p/min |  |  |  |  | 0.09 A | [11 empty] | E |  |  | 5.11 kg | 5.56 m³/h |  | 1 x 230 V | [7 empty] | 9 W | [7 empty] | 180 mm |  |  |  |  | PN 16 | [8 empty] | Valumalm | Vesi | [12 empty] | 1 1/2 inch | [14 empty] | 0.015 m³ |  |  | 110 |  | 983.2 kg/m³ |  | 84137030 |  | 120 dm | 7.469 m | Composite |  |  |  | G |  |  |  |  | 60 °C | -10 .. 110 °C |  |  |  |  | 50 / 60 Hz | [6 empty] | 0 .. 40 °C
97924248 | MAGNA3 25-120 180 1x230V PN6/10 | Magna3 | 5 | 891.6347 |  | Jah | Jah | MAGNA3 25-120 180 1x230V PN6/10 Ringluspump | Autoadapt, Energiasäästlik, Grundfos, Küte, Tsirkulatsioonipump, Vaikne | 5.85 | 23.9 | 22.9 | 27.4 | magna3-25-120-180-1x230v-pn610 | https://avfvouczlgbtrhtqgokx.supabase.co/storage/v1/object/public/products/images/97924248.jpg | https://avfvouczlgbtrhtqgokx.supabase.co/storage/v1/object/public/products/curves/97924248_curve.png | https://avfvouczlgbtrhtqgokx.supabase.co/storage/v1/object/public/products/drawings/97924248_drawing.png |  |  | 5 | LühijuhendidMAGNA3 model D, Terminal connected (Quick Guide); LühijuhendidMAGNA3, Plug connected (Quick Guide); MAGNA1, MAGNA3, Terminal connected versions, Pump head, clamp, O-ring, (Service kit instruction); MAGNA3 (Plug-connected versions / Pump head - clamp - O-ring) (Service kit instruction); MAGNA3, Sensor cap, Plug and terminal connected versions (Service kit instruction) |  | CE,VDE,EAC,MOROCCO,UKCA,TSE,RCM,UkrSEPRO | [5 empty] | 5.85 kg | [7 empty] | 380790120 |  | CN ROHS,WEEE |  | 4615101 |  |  |  |  | F | [7 empty] | IPX4D | [15 empty] | 185 W | 10 bar | [7 empty] | 1.56 A |  |  |  | 4980 p/min |  |  |  |  | 0.09 A | [11 empty] | E |  |  | 5.11 kg | 5.56 m³/h |  | 1 x 230 V |  |  |  | 9042329 |  |  |  | 9 W | [7 empty] | 180 mm |  |  |  |  | PN 10 | [8 empty] | Valumalm | Vesi | [5 empty] | DE | [6 empty] | 1 1/2 inch | [5 empty] | 5732576 | [8 empty] | 0.015 m³ |  |  | 110 |  | 983.2 kg/m³ |  | 84137030 |  | 120 dm | 7.469 m | Composite |  |  |  | G |  |  |  |  | 60 °C | -10 .. 110 °C |  |  |  |  | 50 / 60 Hz | [6 empty] | 0 .. 40 °C
97924340 | MAGNA3 25-120 N 180 1x230V PN6/10 | Sooja tarbevee tsirkulatsioonipump | 5 | 1381.4152 |  | Jah | Jah | MAGNA3 25-120 N 180 1x230V PN6/10 Ringluspump | Autoadapt, Energiasäästlik, Grundfos, Tarbevesi, Tsirkulatsioonipump, Vaikne | 6.08 | 23.9 | 22.9 | 27.4 | magna3-25-120-n-180-1x230v-pn610 | https://avfvouczlgbtrhtqgokx.supabase.co/storage/v1/object/public/products/images/97924340.jpg | https://avfvouczlgbtrhtqgokx.supabase.co/storage/v1/object/public/products/curves/97924340_curve.png | https://avfvouczlgbtrhtqgokx.supabase.co/storage/v1/object/public/products/drawings/97924340_drawing.png |  |  | 4 | LühijuhendidMAGNA3 model D, Terminal connected (Quick Guide); LühijuhendidMAGNA3, Plug connected (Quick Guide); MAGNA1, MAGNA3, Terminal connected versions, Pump head, clamp, O-ring, (Service kit instruction); MAGNA3 (Plug-connected versions / Pump head - clamp - O-ring) (Service kit instruction) |  | CE,VDE,EAC,MOROCCO,UKCA,TSE,RCM,UkrSEPRO | WRAS, ACS, UBA |  |  |  |  | 6.08 kg | [7 empty] | 380795120 | 0.18 | CN ROHS,WEEE | [6 empty] | F | [7 empty] | IPX4D | [15 empty] | 185 W | 10 bar | [7 empty] | 1.56 A |  |  |  | 4980 p/min |  |  |  |  | 0.09 A | [11 empty] | E |  |  | 5.12 kg | 5.56 m³/h |  | 1 x 230 V |  |  |  | 9042357 |  |  |  | 9 W | [7 empty] | 180 mm |  |  |  |  | PN 10 | [8 empty] | Stainless steel | Vesi | [5 empty] | DE | [6 empty] | 1 1/2 inch | [5 empty] | 5803238 | [8 empty] | 0.015 m³ |  |  | 110 |  | 983.2 kg/m³ |  | 84137030 |  | 120 dm | 7.469 m | Composite |  |  |  | G |  |  |  |  | 60 °C | -10 .. 110 °C |  |  |  |  | 50 / 60 Hz | [6 empty] | 0 .. 40 °C
97924249 | MAGNA3 25-40 180 1x230V PN16 | Magna3 | 5 | 624.6701 |  | Jah | Jah | MAGNA3 25-40 180 1x230V PN16 Ringluspump | Autoadapt, Energiasäästlik, Grundfos, Küte, Tsirkulatsioonipump, Vaikne | 5.86 | 23.9 | 22.9 | 27.4 | magna3-25-40-180-1x230v-pn16 | https://avfvouczlgbtrhtqgokx.supabase.co/storage/v1/object/public/products/images/97924249.jpg | https://avfvouczlgbtrhtqgokx.supabase.co/storage/v1/object/public/products/curves/97924249_curve.png | https://avfvouczlgbtrhtqgokx.supabase.co/storage/v1/object/public/products/drawings/97924249_drawing.png |  |  | 5 | LühijuhendidMAGNA3 model D, Terminal connected (Quick Guide); LühijuhendidMAGNA3, Plug connected (Quick Guide); MAGNA1, MAGNA3, Terminal connected versions, Pump head, clamp, O-ring, (Service kit instruction); MAGNA3 (Plug-connected versions / Pump head - clamp - O-ring) (Service kit instruction); MAGNA3, Sensor cap, Plug and terminal connected versions (Service kit instruction) |  | CE,VDE,EAC,MOROCCO,UKCA,TSE,RCM,UkrSEPRO | [5 empty] | 5.86 kg | [8 empty] | 0.18 | CN ROHS,WEEE | [6 empty] | F | [7 empty] | IPX4D | [15 empty] | 50 W | [8 empty] | 0.46 A |  |  |  | 2880 p/min |  |  |  |  | 0.09 A | [11 empty] | E |  |  | 5.11 kg | 3.71 m³/h |  | 1 x 230 V | [7 empty] | 9 W | [7 empty] | 180 mm |  |  |  |  | PN 16 | [8 empty] | Valumalm | Vesi | [12 empty] | 1 1/2 inch | [14 empty] | 0.015 m³ |  |  | 110 |  | 983.2 kg/m³ |  | 84137030 |  | 40 dm | 2.73 m | Composite |  |  |  | G |  |  |  |  | 60 °C | -10 .. 110 °C |  |  |  |  | 50 / 60 Hz | [6 empty] | 0 .. 40 °C
97924244 | MAGNA3 25-40 180 1x230V PN6/10 | Magna3 | 5 | 533.9395 |  | Jah | Jah | MAGNA3 25-40 180 1x230V PN6/10 Ringluspump | Autoadapt, Energiasäästlik, Grundfos, Küte, Tsirkulatsioonipump, Vaikne | 5.86 | 23.9 | 22.9 | 27.4 | magna3-25-40-180-1x230v-pn610 | https://avfvouczlgbtrhtqgokx.supabase.co/storage/v1/object/public/products/images/97924244.jpg | https://avfvouczlgbtrhtqgokx.supabase.co/storage/v1/object/public/products/curves/97924244_curve.png | https://avfvouczlgbtrhtqgokx.supabase.co/storage/v1/object/public/products/drawings/97924244_drawing.png |  |  | 2 | LühijuhendidMAGNA3 model D, Terminal connected (Quick Guide); LühijuhendidMAGNA3, Plug connected (Quick Guide) |  | CE,VDE,EAC,MOROCCO,UKCA,TSE,RCM,UkrSEPRO | [5 empty] | 5.86 kg | [7 empty] | 380790040 | 0.18 | CN ROHS,WEEE |  | 4615540 |  |  |  |  | F | [7 empty] | IPX4D | [15 empty] | 50 W | 10 bar | [7 empty] | 0.46 A |  |  |  | 2880 p/min |  |  |  |  | 0.09 A | [11 empty] | E |  |  | 5.11 kg | 3.71 m³/h |  | 1 x 230 V |  |  |  | 9042325 |  |  |  | 9 W | [7 empty] | 180 mm |  |  |  |  | PN 10 | [8 empty] | Valumalm | Vesi | [5 empty] | DE | [6 empty] | 1 1/2 inch | [5 empty] | 5732571 | [8 empty] | 0.015 m³ |  |  | 110 |  | 983.2 kg/m³ |  | 84137030 |  | 40 dm | 2.73 m | Composite |  |  |  | G |  |  |  |  | 60 °C | -10 .. 110 °C |  |  |  |  | 50 / 60 Hz | [6 empty] | 0 .. 40 °C
97924336 | MAGNA3 25-40 N 180 1x230V PN6/10 | Sooja tarbevee tsirkulatsioonipump | 5 | 827.515 |  | Jah | Jah | MAGNA3 25-40 N 180 1x230V PN6/10 Ringluspump | Autoadapt, Energiasäästlik, Grundfos, Tarbevesi, Tsirkulatsioonipump, Vaikne | 6.08 | 23.9 | 22.9 | 27.4 | magna3-25-40-n-180-1x230v-pn610 | https://avfvouczlgbtrhtqgokx.supabase.co/storage/v1/object/public/products/images/97924336.jpg | https://avfvouczlgbtrhtqgokx.supabase.co/storage/v1/object/public/products/curves/97924336_curve.png | https://avfvouczlgbtrhtqgokx.supabase.co/storage/v1/object/public/products/drawings/97924336_drawing.png |  |  | 4 | LühijuhendidMAGNA3 model D, Terminal connected (Quick Guide); LühijuhendidMAGNA3, Plug connected (Quick Guide); MAGNA1, MAGNA3, Terminal connected versions, Pump head, clamp, O-ring, (Service kit instruction); MAGNA3 (Plug-connected versions / Pump head - clamp - O-ring) (Service kit instruction) |  | CE,VDE,EAC,MOROCCO,UKCA,TSE,RCM,UkrSEPRO | WRAS, ACS, UBA |  |  |  |  | 6.08 kg | [7 empty] | 380795040 | 0.18 | CN ROHS,WEEE |  | 4615643 |  |  |  |  | F | [7 empty] | IPX4D | [15 empty] | 50 W | [8 empty] | 0.46 A |  |  |  | 2880 p/min |  |  |  |  | 0.09 A | [11 empty] | E |  |  | 5.12 kg | 3.71 m³/h |  | 1 x 230 V |  |  |  | 9042353 |  |  |  | 9 W | [7 empty] | 180 mm |  |  |  |  | PN 10 | [8 empty] | Stainless steel | Vesi | [5 empty] | DE | [6 empty] | 1 1/2 inch | [5 empty] | 5803234 | [8 empty] | 0.015 m³ |  |  | 110 |  | 983.2 kg/m³ |  | 84137030 |  | 40 dm | 2.73 m | Composite |  |  |  | G |  |  |  |  | 60 °C | -10 .. 110 °C |  |  |  |  | 50 / 60 Hz | [6 empty] | 0 .. 40 °C
97924250 | MAGNA3 25-60 180 1x230V PN16 | Magna3 | 5 | 741.4034 |  | Jah | Jah | MAGNA3 25-60 180 1x230V PN16 Ringluspump | Autoadapt, Energiasäästlik, Grundfos, Küte, Tsirkulatsioonipump, Vaikne | 5.86 | 23.9 | 22.9 | 27.4 | magna3-25-60-180-1x230v-pn16 | https://avfvouczlgbtrhtqgokx.supabase.co/storage/v1/object/public/products/images/97924250.jpg | https://avfvouczlgbtrhtqgokx.supabase.co/storage/v1/object/public/products/curves/97924250_curve.png | https://avfvouczlgbtrhtqgokx.supabase.co/storage/v1/object/public/products/drawings/97924250_drawing.png |  |  | 5 | LühijuhendidMAGNA3 model D, Terminal connected (Quick Guide); LühijuhendidMAGNA3, Plug connected (Quick Guide); MAGNA1, MAGNA3, Terminal connected versions, Pump head, clamp, O-ring, (Service kit instruction); MAGNA3 (Plug-connected versions / Pump head - clamp - O-ring) (Service kit instruction); MAGNA3, Sensor cap, Plug and terminal connected versions (Service kit instruction) |  | CE,VDE,EAC,MOROCCO,UKCA,TSE,RCM,UkrSEPRO | [5 empty] | 5.86 kg | [8 empty] | 0.18 | CN ROHS,WEEE | [6 empty] | F | [7 empty] | IPX4D | [15 empty] | 84 W | 16 bar | [7 empty] | 0.75 A |  |  |  | 3510 p/min |  |  |  |  | 0.09 A | [11 empty] | E |  |  | 5.11 kg | 4.41 m³/h | [9 empty] | 9 W | [7 empty] | 180 mm |  |  |  |  | PN 16 | [8 empty] | Valumalm | Vesi | [5 empty] | DE | [6 empty] | 1 1/2 inch | [14 empty] | 0.015 m³ |  |  | 110 |  | 983.2 kg/m³ |  | 84137030 |  | 60 dm | 4.093 m | Composite |  |  |  | G |  |  |  |  | 60 °C | -10 .. 110 °C |  |  |  |  | 50 / 60 Hz | [6 empty] | 0 .. 40 °C
97924245 | MAGNA3 25-60 180 1x230V PN6/10 | Magna3 | 5 | 633.6813 |  | Jah | Jah | MAGNA3 25-60 180 1x230V PN6/10 Ringluspump | Autoadapt, Energiasäästlik, Grundfos, Küte, Tsirkulatsioonipump, Vaikne | 5.84 | 23.9 | 22.9 | 27.4 | magna3-25-60-180-1x230v-pn610 | https://avfvouczlgbtrhtqgokx.supabase.co/storage/v1/object/public/products/images/97924245.jpg | https://avfvouczlgbtrhtqgokx.supabase.co/storage/v1/object/public/products/curves/97924245_curve.png | https://avfvouczlgbtrhtqgokx.supabase.co/storage/v1/object/public/products/drawings/97924245_drawing.png |  |  | 5 | LühijuhendidMAGNA3 model D, Terminal connected (Quick Guide); LühijuhendidMAGNA3, Plug connected (Quick Guide); MAGNA1, MAGNA3, Terminal connected versions, Pump head, clamp, O-ring, (Service kit instruction); MAGNA3 (Plug-connected versions / Pump head - clamp - O-ring) (Service kit instruction); MAGNA3, Sensor cap, Plug and terminal connected versions (Service kit instruction) |  | CE,VDE,EAC,MOROCCO,UKCA,TSE,RCM,UkrSEPRO | [5 empty] | 5.84 kg | [7 empty] | 380790060 | 0.18 | CN ROHS,WEEE |  | 4615541 |  |  |  |  | F | [7 empty] | IPX4D | [15 empty] | 84 W | [8 empty] | 0.75 A |  |  |  | 3510 p/min |  |  |  |  | 0.09 A | [11 empty] | E |  |  | 5.11 kg | 4.41 m³/h |  | 1 x 230 V |  |  |  | 9042326 |  |  |  | 9 W | [7 empty] | 180 mm |  |  |  |  | PN 10 | [8 empty] | Valumalm | Vesi | [5 empty] | DE | [6 empty] | 1 1/2 inch | [5 empty] | 5732572 | [8 empty] | 0.015 m³ |  |  | 110 |  | 983.2 kg/m³ |  | 84137030 |  | 60 dm | 4.093 m | Composite |  |  |  | G |  |  |  |  | 60 °C | -10 .. 110 °C |  |  |  |  | 50 / 60 Hz | [6 empty] | 0 .. 40 °C
97924337 | MAGNA3 25-60 N 180 1x230V PN6/10 | Sooja tarbevee tsirkulatsioonipump | 5 | 1013.0488 |  | Jah | Jah | MAGNA3 25-60 N 180 1x230V PN6/10 Ringluspump | Autoadapt, Energiasäästlik, Grundfos, Tarbevesi, Tsirkulatsioonipump, Vaikne | 6.1 | 23.9 | 22.9 | 27.4 | magna3-25-60-n-180-1x230v-pn610 | https://avfvouczlgbtrhtqgokx.supabase.co/storage/v1/object/public/products/images/97924337.jpg | https://avfvouczlgbtrhtqgokx.supabase.co/storage/v1/object/public/products/curves/97924337_curve.png | https://avfvouczlgbtrhtqgokx.supabase.co/storage/v1/object/public/products/drawings/97924337_drawing.png |  |  | 4 | LühijuhendidMAGNA3 model D, Terminal connected (Quick Guide); LühijuhendidMAGNA3, Plug connected (Quick Guide); MAGNA1, MAGNA3, Terminal connected versions, Pump head, clamp, O-ring, (Service kit instruction); MAGNA3 (Plug-connected versions / Pump head - clamp - O-ring) (Service kit instruction) |  | CE,VDE,EAC,MOROCCO,UKCA,TSE,RCM,UkrSEPRO | WRAS, ACS, UBA |  |  |  |  | 6.1 kg | [7 empty] | 380795060 |  | CN ROHS,WEEE |  | 4615644 |  |  |  |  | F | [7 empty] | IPX4D | [15 empty] | 84 W | [8 empty] | 0.75 A |  |  |  | 3510 p/min |  |  |  |  | 0.09 A | [11 empty] | E |  |  | 5.12 kg | 4.41 m³/h |  | 1 x 230 V |  |  |  | 9042354 |  |  |  | 9 W | [7 empty] | 180 mm |  |  |  |  | PN 10 | [8 empty] | Stainless steel | Vesi | [5 empty] | DE | [6 empty] | 1 1/2 inch | [5 empty] | 5803235 | [8 empty] | 0.015 m³ |  |  | 110 |  | 983.2 kg/m³ |  | 84137030 |  | 60 dm | 4.093 m | Composite |  |  |  | G |  |  |  |  | 60 °C | -10 .. 110 °C |  |  |  |  | 50 / 60 Hz | [6 empty] | 0 .. 40 °C
97924251 | MAGNA3 25-80 180 1x230V PN16 | Magna3 | 5 | 845.8879 |  | Jah | Jah | MAGNA3 25-80 180 1x230V PN16 Ringluspump | Autoadapt, Energiasäästlik, Grundfos, Küte, Tsirkulatsioonipump, Vaikne | 5.86 | 23.9 | 22.9 | 27.4 | magna3-25-80-180-1x230v-pn16 | https://avfvouczlgbtrhtqgokx.supabase.co/storage/v1/object/public/products/images/97924251.jpg | https://avfvouczlgbtrhtqgokx.supabase.co/storage/v1/object/public/products/curves/97924251_curve.png | https://avfvouczlgbtrhtqgokx.supabase.co/storage/v1/object/public/products/drawings/97924251_drawing.png |  |  | 5 | LühijuhendidMAGNA3 model D, Terminal connected (Quick Guide); LühijuhendidMAGNA3, Plug connected (Quick Guide); MAGNA1, MAGNA3, Terminal connected versions, Pump head, clamp, O-ring, (Service kit instruction); MAGNA3 (Plug-connected versions / Pump head - clamp - O-ring) (Service kit instruction); MAGNA3, Sensor cap, Plug and terminal connected versions (Service kit instruction) |  | CE,VDE,EAC,MOROCCO,UKCA,TSE,RCM,UkrSEPRO | [5 empty] | 5.86 kg | [8 empty] | 0.18 | CN ROHS,WEEE | [6 empty] | F | [7 empty] | IPX4D | [15 empty] | 116 W | 16 bar | [7 empty] | 1.02 A |  |  |  | 4050 p/min |  |  |  |  | 0.09 A | [11 empty] | E |  |  | 5.11 kg | 4.5 m³/h |  | 1 x 230 V | [7 empty] | 9 W | [7 empty] | 180 mm |  |  |  |  | PN 16 | [8 empty] | Valumalm | Vesi | [5 empty] | DE | [6 empty] | 1 1/2 inch | [14 empty] | 0.015 m³ |  |  | 110 |  | 983.2 kg/m³ |  | 84137030 |  | 80 dm | 5.649 m | Composite |  |  |  | G |  |  |  |  | 60 °C | -10 .. 110 °C |  |  |  |  | 50 / 60 Hz | [6 empty] | 0 .. 40 °C
97924246 | MAGNA3 25-80 180 1x230V PN6/10 | Magna3 | 5 | 722.9892 |  | Jah | Jah | MAGNA3 25-80 180 1x230V PN6/10 Ringluspump | Autoadapt, Energiasäästlik, Grundfos, Küte, Tsirkulatsioonipump, Vaikne | 5.84 | 23.9 | 22.9 | 27.4 | magna3-25-80-180-1x230v-pn610 | https://avfvouczlgbtrhtqgokx.supabase.co/storage/v1/object/public/products/images/97924246.jpg | https://avfvouczlgbtrhtqgokx.supabase.co/storage/v1/object/public/products/curves/97924246_curve.png | https://avfvouczlgbtrhtqgokx.supabase.co/storage/v1/object/public/products/drawings/97924246_drawing.png |  |  | 5 | LühijuhendidMAGNA3 model D, Terminal connected (Quick Guide); LühijuhendidMAGNA3, Plug connected (Quick Guide); MAGNA1, MAGNA3, Terminal connected versions, Pump head, clamp, O-ring, (Service kit instruction); MAGNA3 (Plug-connected versions / Pump head - clamp - O-ring) (Service kit instruction); MAGNA3, Sensor cap, Plug and terminal connected versions (Service kit instruction) |  | CE,VDE,EAC,MOROCCO,UKCA,TSE,RCM,UkrSEPRO | [5 empty] | 5.84 kg | [7 empty] | 380790080 | 0.18 | CN ROHS,WEEE |  | 4615544 |  |  |  |  | F | [7 empty] | IPX4D | [15 empty] | 116 W | 10 bar | [7 empty] | 1.02 A |  |  |  | 4050 p/min |  |  |  |  | 0.09 A | [11 empty] | E |  |  | 5.11 kg | 4.5 m³/h |  | 1 x 230 V |  |  |  | 9042327 |  |  |  | 9 W | [7 empty] | 180 mm |  |  |  |  | PN 10 | [8 empty] | Valumalm | Vesi | [5 empty] | DE | [6 empty] | 1 1/2 inch | [5 empty] | 5732574 | [8 empty] | 0.015 m³ |  |  | 110 |  | 983.2 kg/m³ |  | 84137030 |  | 80 dm | 5.649 m | Composite |  |  |  | G |  |  |  |  | 60 °C | -10 .. 110 °C |  |  |  |  | 50 / 60 Hz | [6 empty] | 0 .. 40 °C
97924338 | MAGNA3 25-80 N 180 1x230V PN6/10 | Sooja tarbevee tsirkulatsioonipump | 5 | 1120.6059 |  | Jah | Jah | MAGNA3 25-80 N 180 1x230V PN6/10 Ringluspump | Autoadapt, Energiasäästlik, Grundfos, Tarbevesi, Tsirkulatsioonipump, Vaikne | 6.1 | 23.9 | 22.9 | 27.4 | magna3-25-80-n-180-1x230v-pn610 | https://avfvouczlgbtrhtqgokx.supabase.co/storage/v1/object/public/products/images/97924338.jpg | https://avfvouczlgbtrhtqgokx.supabase.co/storage/v1/object/public/products/curves/97924338_curve.png | https://avfvouczlgbtrhtqgokx.supabase.co/storage/v1/object/public/products/drawings/97924338_drawing.png |  |  | 4 | LühijuhendidMAGNA3 model D, Terminal connected (Quick Guide); LühijuhendidMAGNA3, Plug connected (Quick Guide); MAGNA1, MAGNA3, Terminal connected versions, Pump head, clamp, O-ring, (Service kit instruction); MAGNA3 (Plug-connected versions / Pump head - clamp - O-ring) (Service kit instruction) |  | CE,VDE,EAC,MOROCCO,UKCA,TSE,RCM,UkrSEPRO | WRAS, ACS, UBA |  |  |  |  | 6.1 kg | [7 empty] | 380795080 | 0.18 | CN ROHS,WEEE |  | 4615646 |  |  |  |  | F | [7 empty] | IPX4D | [15 empty] | 116 W | [8 empty] | 1.02 A |  |  |  | 4050 p/min |  |  |  |  | 0.09 A | [11 empty] | E |  |  | 5.12 kg | 4.5 m³/h |  | 1 x 230 V |  |  |  | 9042355 |  |  |  | 9 W | [7 empty] | 180 mm |  |  |  |  | PN 10 | [8 empty] | Stainless steel | Vesi | [12 empty] | 1 1/2 inch | [5 empty] | 5803236 | [8 empty] | 0.015 m³ |  |  | 110 |  | 983.2 kg/m³ |  | 84137030 |  | 80 dm | 5.649 m | Composite |  |  |  | G |  |  |  |  | 60 °C | -10 .. 110 °C |  |  |  |  | 50 / 60 Hz | [6 empty] | 0 .. 40 °C
97924263 | MAGNA3 32-100 180 1x230V PN16 | Magna3 | 5 | 1017.4513 |  | Jah | Jah | MAGNA3 32-100 180 1x230V PN16 Ringluspump | Autoadapt, Energiasäästlik, Grundfos, Küte, Tsirkulatsioonipump, Vaikne | 6.06 | 22.3 | 23 | 27 | magna3-32-100-180-1x230v-pn16 | https://avfvouczlgbtrhtqgokx.supabase.co/storage/v1/object/public/products/images/97924263.jpg | https://avfvouczlgbtrhtqgokx.supabase.co/storage/v1/object/public/products/curves/97924263_curve.png | https://avfvouczlgbtrhtqgokx.supabase.co/storage/v1/object/public/products/drawings/97924263_drawing.png |  |  | 5 | LühijuhendidMAGNA3 model D, Terminal connected (Quick Guide); LühijuhendidMAGNA3, Plug connected (Quick Guide); MAGNA1, MAGNA3, Terminal connected versions, Pump head, clamp, O-ring, (Service kit instruction); MAGNA3 (Plug-connected versions / Pump head - clamp - O-ring) (Service kit instruction); MAGNA3, Sensor cap, Plug and terminal connected versions (Service kit instruction) |  | CE,VDE,EAC,MOROCCO,UKCA,TSE,RCM,UkrSEPRO | [5 empty] | 6.06 kg | [9 empty] | CN ROHS,WEEE | [6 empty] | F | [7 empty] | IPX4D | [15 empty] | 171 W | 16 bar | [7 empty] | 1.47 A |  |  |  | 4530 p/min |  |  |  |  | 0.09 A | [11 empty] | E |  |  | 5.25 kg | 5.65 m³/h |  | 1 x 230 V | [7 empty] | 9 W | [7 empty] | 180 mm |  |  |  |  | PN 16 | [8 empty] | Valumalm | Vesi | [5 empty] | DE | [6 empty] | 2 inch | [14 empty] | 0.015 m³ |  |  | 110 |  | 983.2 kg/m³ |  | 84137030 |  | 100 dm | 6.777 m | Composite |  |  |  | G |  |  |  |  | 60 °C | -10 .. 110 °C |  |  |  |  | 50 / 60 Hz | [6 empty] | 0 .. 40 °C
97924257 | MAGNA3 32-100 180 1x230V PN6/10 | Magna3 | 5 | 869.2511 |  | Jah | Jah | MAGNA3 32-100 180 1x230V PN6/10 Ringluspump | Autoadapt, Energiasäästlik, Grundfos, Küte, Tsirkulatsioonipump, Vaikne | 6.04 | 22.3 | 23 | 27 | magna3-32-100-180-1x230v-pn610 | https://avfvouczlgbtrhtqgokx.supabase.co/storage/v1/object/public/products/images/97924257.jpg | https://avfvouczlgbtrhtqgokx.supabase.co/storage/v1/object/public/products/curves/97924257_curve.png | https://avfvouczlgbtrhtqgokx.supabase.co/storage/v1/object/public/products/drawings/97924257_drawing.png |  |  | 5 | LühijuhendidMAGNA3 model D, Terminal connected (Quick Guide); LühijuhendidMAGNA3, Plug connected (Quick Guide); MAGNA1, MAGNA3, Terminal connected versions, Pump head, clamp, O-ring, (Service kit instruction); MAGNA3 (Plug-connected versions / Pump head - clamp - O-ring) (Service kit instruction); MAGNA3, Sensor cap, Plug and terminal connected versions (Service kit instruction) |  | CE,VDE,EAC,MOROCCO,UKCA,TSE,RCM,UkrSEPRO | [5 empty] | 6 kg | [7 empty] | 380791100 | 0.18 | CN ROHS,WEEE |  | 4615513 |  |  |  |  | F | [7 empty] | IPX4D | [15 empty] | 171 W | 10 bar | [7 empty] | 1.47 A |  |  |  | 4530 p/min |  |  |  |  | 0.09 A | [11 empty] | E |  |  | 5.25 kg | 5.65 m³/h |  | 1 x 230 V |  |  |  | 9042334 |  |  |  | 9 W | [7 empty] | 180 mm |  |  |  |  | PN 10 | [8 empty] | Valumalm | Vesi | [5 empty] | DE | [6 empty] | 2 inch | [5 empty] | 5732580 | [8 empty] | 0.014 m³ |  |  | 110 |  | 983.2 kg/m³ |  | 84137030 |  | 100 dm | 6.777 m | Composite |  |  |  | G |  |  |  |  | 60 °C | -10 .. 110 °C |  |  |  |  | 50 / 60 Hz | [6 empty] | 0 .. 40 °C
97924264 | MAGNA3 32-100 F 220 1x230V PN16 | Magna3 | 5 | 1184.8906 |  | Jah | Jah | MAGNA3 32-100 F 220 1x230V PN16 Ringluspump | Autoadapt, Energiasäästlik, Grundfos, Küte, Tsirkulatsioonipump, Vaikne | 8.82 | 23.2 | 25.8 | 30 | magna3-32-100-f-220-1x230v-pn16 | https://avfvouczlgbtrhtqgokx.supabase.co/storage/v1/object/public/products/images/97924264.jpg | https://avfvouczlgbtrhtqgokx.supabase.co/storage/v1/object/public/products/curves/97924264_curve.png | https://avfvouczlgbtrhtqgokx.supabase.co/storage/v1/object/public/products/drawings/97924264_drawing.png |  |  | 5 | LühijuhendidMAGNA3 model D, Terminal connected (Quick Guide); LühijuhendidMAGNA3, Plug connected (Quick Guide); MAGNA1, MAGNA3, Terminal connected versions, Pump head, clamp, O-ring, (Service kit instruction); MAGNA3 (Plug-connected versions / Pump head - clamp - O-ring) (Service kit instruction); MAGNA3, Sensor cap, Plug and terminal connected versions (Service kit instruction) |  | CE,VDE,EAC,MOROCCO,UKCA,TSE,RCM,UkrSEPRO | [5 empty] | 8.82 kg | [8 empty] | 0.18 | CN ROHS,WEEE | [6 empty] | F | [7 empty] | IPX4D | [15 empty] | 171 W | 16 bar | [7 empty] | 1.47 A |  |  |  | 4530 p/min |  |  |  |  | 0.09 A | [11 empty] | E |  |  | 7.63 kg | 5.65 m³/h |  | 1 x 230 V | [7 empty] | 9 W | [7 empty] | 220 mm |  |  |  |  | PN 16 | [8 empty] | Valumalm | Vesi | [12 empty] | DN 32 | [14 empty] | 0.019 m³ |  |  | 110 |  | 983.2 kg/m³ |  | 84137030 |  | 100 dm | 6.777 m | Composite |  |  |  | DIN |  |  |  |  | 60 °C | -10 .. 110 °C |  |  |  |  | 50 / 60 Hz | [6 empty] | 0 .. 40 °C
97924258 | MAGNA3 32-100 F 220 1x230V PN6/10 | Magna3 | 5 | 1012.224 |  | Jah | Jah | MAGNA3 32-100 F 220 1x230V PN6/10 Ringluspump | Autoadapt, Energiasäästlik, Grundfos, Küte, Tsirkulatsioonipump, Vaikne | 8.82 | 23.2 | 25.8 | 30 | magna3-32-100-f-220-1x230v-pn610 | https://avfvouczlgbtrhtqgokx.supabase.co/storage/v1/object/public/products/images/97924258.jpg | https://avfvouczlgbtrhtqgokx.supabase.co/storage/v1/object/public/products/curves/97924258_curve.png | https://avfvouczlgbtrhtqgokx.supabase.co/storage/v1/object/public/products/drawings/97924258_drawing.png |  |  | 5 | LühijuhendidMAGNA3 model D, Terminal connected (Quick Guide); LühijuhendidMAGNA3, Plug connected (Quick Guide); MAGNA1, MAGNA3, Terminal connected versions, Pump head, clamp, O-ring, (Service kit instruction); MAGNA3 (Plug-connected versions / Pump head - clamp - O-ring) (Service kit instruction); MAGNA3, Sensor cap, Plug and terminal connected versions (Service kit instruction) |  | CE,VDE,EAC,MOROCCO,UKCA,TSE,RCM,UkrSEPRO | [5 empty] | 8.82 kg | [7 empty] | 380791101 | 0.18 | CN ROHS,WEEE |  | 4615360 |  |  |  |  | F | [7 empty] | IPX4D | [15 empty] | 171 W | 10 bar | [7 empty] | 1.47 A |  |  |  | 4530 p/min |  |  |  |  | 0.09 A | [11 empty] | E |  |  | 7.63 kg | 5.65 m³/h |  | 1 x 230 V |  |  |  | 9042338 |  |  |  | 9 W | [7 empty] | 220 mm |  |  |  |  | PN 6/10 | [8 empty] | Valumalm | Vesi | [5 empty] | DE | [6 empty] | DN 32 | [5 empty] | 5732582 | [8 empty] | 0.019 m³ |  |  | 110 |  | 983.2 kg/m³ |  | 84137030 |  | 100 dm | 6.777 m | Composite |  |  |  | DIN |  |  |  |  | 60 °C | -10 .. 110 °C |  |  |  |  | 50 / 60 Hz | [6 empty] | 0 .. 40 °C
97924345 | MAGNA3 32-100 F N 220 1x230V PN6/10 | Sooja tarbevee tsirkulatsioonipump | 5 | 1568.9287 |  | Jah | Jah | MAGNA3 32-100 F N 220 1x230V PN6/10 Ringluspump | Autoadapt, Energiasäästlik, Grundfos, Tarbevesi, Tsirkulatsioonipump, Vaikne | 9.16 | 22.3 | 25.8 | 30 | magna3-32-100-f-n-220-1x230v-pn610 | https://avfvouczlgbtrhtqgokx.supabase.co/storage/v1/object/public/products/images/97924345.jpg | https://avfvouczlgbtrhtqgokx.supabase.co/storage/v1/object/public/products/curves/97924345_curve.png | https://avfvouczlgbtrhtqgokx.supabase.co/storage/v1/object/public/products/drawings/97924345_drawing.png |  |  | 4 | LühijuhendidMAGNA3 model D, Terminal connected (Quick Guide); LühijuhendidMAGNA3, Plug connected (Quick Guide); MAGNA1, MAGNA3, Terminal connected versions, Pump head, clamp, O-ring, (Service kit instruction); MAGNA3 (Plug-connected versions / Pump head - clamp - O-ring) (Service kit instruction) |  | CE,VDE,EAC,MOROCCO,UKCA,TSE,RCM,UkrSEPRO | WRAS, ACS, UBA |  |  |  |  | 9.16 kg | [7 empty] | 380796101 | 0.18 | CN ROHS,WEEE | [6 empty] | F | [7 empty] | IPX4D | [15 empty] | 171 W | 10 bar | [7 empty] | 1.47 A |  |  |  | 4530 p/min |  |  |  |  | 0.09 A | [11 empty] | E |  |  | 8.3 kg | 5.65 m³/h |  | 1 x 230 V |  |  |  | 9042362 |  |  |  | 9 W | [7 empty] | 220 mm |  |  |  |  | PN 6/10 | [8 empty] | Stainless steel | Vesi | [12 empty] | DN 32 | [5 empty] | 5803243 | [8 empty] | 0.019 m³ |  |  | 110 |  | 983.2 kg/m³ |  | 84137030 |  | 100 dm | 6.777 m | Composite |  |  |  | DIN |  |  |  |  | 60 °C | -10 .. 110 °C |  |  |  |  | 50 / 60 Hz | [6 empty] | 0 .. 40 °C
97924344 | MAGNA3 32-100 N 180 1x230V PN6/10 | Sooja tarbevee tsirkulatsioonipump | 5 | 1347.2675 |  | Jah | Jah | MAGNA3 32-100 N 180 1x230V PN6/10 Ringluspump | Autoadapt, Energiasäästlik, Grundfos, Tarbevesi, Tsirkulatsioonipump, Vaikne | 6.2 | 22.3 | 23 | 27 | magna3-32-100-n-180-1x230v-pn610 | https://avfvouczlgbtrhtqgokx.supabase.co/storage/v1/object/public/products/images/97924344.jpg | https://avfvouczlgbtrhtqgokx.supabase.co/storage/v1/object/public/products/curves/97924344_curve.png | https://avfvouczlgbtrhtqgokx.supabase.co/storage/v1/object/public/products/drawings/97924344_drawing.png |  |  | 4 | LühijuhendidMAGNA3 model D, Terminal connected (Quick Guide); LühijuhendidMAGNA3, Plug connected (Quick Guide); MAGNA1, MAGNA3, Terminal connected versions, Pump head, clamp, O-ring, (Service kit instruction); MAGNA3 (Plug-connected versions / Pump head - clamp - O-ring) (Service kit instruction) |  | CE,VDE,EAC,MOROCCO,UKCA,TSE,RCM,UkrSEPRO | WRAS, ACS, UBA |  |  |  |  | 6.2 kg | [7 empty] | 380796100 | 0.18 | CN ROHS,WEEE |  | 4615523 |  |  |  |  | F | [7 empty] | IPX4D | [15 empty] | 171 W | 10 bar | [7 empty] | 1.47 A |  |  |  | 4530 p/min |  |  |  |  | 0.09 A | [11 empty] | E |  |  | 5.5 kg | 5.65 m³/h |  | 1 x 230 V |  |  |  | 9042001 |  |  |  | 9 W | [7 empty] | 180 mm |  |  |  |  | PN 10 | [8 empty] | Stainless steel | Vesi | [5 empty] | DE | [6 empty] | 2 inch | [5 empty] | 5803242 | [8 empty] | 0.015 m³ |  |  | 110 |  | 983.2 kg/m³ |  | 84137030 |  | 100 dm | 6.777 m | Composite |  |  |  | G |  |  |  |  | 60 °C | -10 .. 110 °C |  |  |  |  | 50 / 60 Hz | [6 empty] | 0 .. 40 °C
98609709 | MAGNA3 32-120 180 1x230V PN16 | Magna3 | 5 | 1101.1916 |  | Jah | Jah | MAGNA3 32-120 180 1x230V PN16 Ringluspump | Autoadapt, Energiasäästlik, Grundfos, Küte, Tsirkulatsioonipump, Vaikne | 6 | 22.3 | 23 | 27 | magna3-32-120-180-1x230v-pn16 | https://avfvouczlgbtrhtqgokx.supabase.co/storage/v1/object/public/products/images/98609709.jpg | https://avfvouczlgbtrhtqgokx.supabase.co/storage/v1/object/public/products/curves/98609709_curve.png | https://avfvouczlgbtrhtqgokx.supabase.co/storage/v1/object/public/products/drawings/98609709_drawing.png |  |  | 5 | LühijuhendidMAGNA3 model D, Terminal connected (Quick Guide); LühijuhendidMAGNA3, Plug connected (Quick Guide); MAGNA1, MAGNA3, Terminal connected versions, Pump head, clamp, O-ring, (Service kit instruction); MAGNA3 (Plug-connected versions / Pump head - clamp - O-ring) (Service kit instruction); MAGNA3, Sensor cap, Plug and terminal connected versions (Service kit instruction) |  | CE,VDE,EAC,MOROCCO,UKCA,TSE,RCM,UkrSEPRO | [5 empty] | 6 kg | [8 empty] | 0.18 | CN ROHS,WEEE | [6 empty] | F | [7 empty] | IPX4D | [15 empty] | 182 W | 16 bar | [7 empty] | 1.56 A |  |  |  | 4980 p/min |  |  |  |  | 0.09 A | [11 empty] | E |  |  | 5.03 kg | 5.53 m³/h |  | 1 x 230 V | [7 empty] | 9 W | [7 empty] | 180 mm |  |  |  |  | PN 16 | [8 empty] | Valumalm | Vesi | [5 empty] | DE | [6 empty] | 2 inch | [14 empty] | 0.015 m³ |  |  | 110 |  | 983.2 kg/m³ |  | 84137030 |  | 120 dm | 7.385 m | Composite |  |  |  | G |  |  |  |  | 60 °C | -10 .. 110 °C |  |  |  |  | 50 / 60 Hz | [6 empty] | 0 .. 40 °C
98609707 | MAGNA3 32-120 180 1x230V PN6/10 | Magna3 | 5 | 940.6808 |  | Jah | Jah | MAGNA3 32-120 180 1x230V PN6/10 Ringluspump | Autoadapt, Energiasäästlik, Grundfos, Küte, Tsirkulatsioonipump, Vaikne | 6.04 | 22.3 | 23 | 27 | magna3-32-120-180-1x230v-pn610 | https://avfvouczlgbtrhtqgokx.supabase.co/storage/v1/object/public/products/images/98609707.jpg | https://avfvouczlgbtrhtqgokx.supabase.co/storage/v1/object/public/products/curves/98609707_curve.png | https://avfvouczlgbtrhtqgokx.supabase.co/storage/v1/object/public/products/drawings/98609707_drawing.png |  |  | 5 | LühijuhendidMAGNA3 model D, Terminal connected (Quick Guide); LühijuhendidMAGNA3, Plug connected (Quick Guide); MAGNA1, MAGNA3, Terminal connected versions, Pump head, clamp, O-ring, (Service kit instruction); MAGNA3 (Plug-connected versions / Pump head - clamp - O-ring) (Service kit instruction); MAGNA3, Sensor cap, Plug and terminal connected versions (Service kit instruction) |  | CE,VDE,EAC,MOROCCO,UKCA,TSE,RCM,UkrSEPRO | [5 empty] | 6.04 kg | [8 empty] | 0.18 | CN ROHS,WEEE |  | 4615357 |  |  |  |  | F | [7 empty] | IPX4D | [15 empty] | 182 W | 10 bar | [7 empty] | 1.56 A |  |  |  | 4980 p/min |  |  |  |  | 0.09 A | [11 empty] | E |  |  | 5.03 kg | 5.53 m³/h |  | 1 x 230 V |  |  |  | 1397410 |  |  |  | 9 W | [7 empty] | 180 mm |  |  |  |  | PN 10 | [8 empty] | Valumalm | Vesi | [12 empty] | 2 inch | [5 empty] | 5758864 | [8 empty] | 0.015 m³ |  |  | 110 |  | 983.2 kg/m³ |  | 84137030 |  | 120 dm | 7.385 m | Composite |  |  |  | G |  |  |  |  | 60 °C | -10 .. 110 °C |  |  |  |  | 50 / 60 Hz | [6 empty] | 0 .. 40 °C
97924265 | MAGNA3 32-120 F 220 1x230V PN16 | Magna3 | 5 | 1441.2975 |  | Jah | Jah | MAGNA3 32-120 F 220 1x230V PN16 Ringluspump | Autoadapt, Energiasäästlik, Grundfos, Küte, Tsirkulatsioonipump, Vaikne | 16.88 | 30 | 30.5 | 42.3 | magna3-32-120-f-220-1x230v-pn16 | https://avfvouczlgbtrhtqgokx.supabase.co/storage/v1/object/public/products/images/97924265.jpg | https://avfvouczlgbtrhtqgokx.supabase.co/storage/v1/object/public/products/curves/97924265_curve.png | https://avfvouczlgbtrhtqgokx.supabase.co/storage/v1/object/public/products/drawings/97924265_drawing.png |  |  | 5 | LühijuhendidMAGNA3 model D, Terminal connected (Quick Guide); LühijuhendidMAGNA3, Plug connected (Quick Guide); MAGNA1, MAGNA3, Terminal connected versions, Pump head, clamp, O-ring, (Service kit instruction); MAGNA3 (Plug-connected versions / Pump head - clamp - O-ring) (Service kit instruction); MAGNA3, Sensor cap, Plug and terminal connected versions (Service kit instruction) |  | CE,VDE,EAC,MOROCCO,UKCA,TSE,RCM,UkrSEPRO | [5 empty] | 16.9 kg | [7 empty] | 380956312 | 0.18 | CN ROHS,WEEE | [6 empty] | F | [7 empty] | IPX4D | [15 empty] | 333 W | 16 bar | [7 empty] | 1.55 A |  |  |  | 4800 p/min |  |  |  |  | 0.18 A | [11 empty] | E |  |  | 15.2 kg | 11.22 m³/h |  | 1 x 230 V |  |  |  | 9042658 |  |  |  | 15 W | [7 empty] | 220 mm |  |  |  |  | PN 16 | [8 empty] | Valumalm | Vesi | [5 empty] | DE | [6 empty] | DN 32 | [14 empty] | 0.039 m³ |  |  | 110 |  | 983.2 kg/m³ |  | 84137030 |  | 120 dm | 7.239 m | Composite |  |  |  | DIN |  |  |  |  | 60 °C | -10 .. 110 °C |  |  |  |  | 50 / 60 Hz | [6 empty] | 0 .. 40 °C
97924346 | MAGNA3 32-120 F N 220 1x230V PN6/10 | Sooja tarbevee tsirkulatsioonipump | 5 | 1909.3541 |  | Jah | Jah | MAGNA3 32-120 F N 220 1x230V PN6/10 Ringluspump | Autoadapt, Energiasäästlik, Grundfos, Tarbevesi, Tsirkulatsioonipump, Vaikne | 17.34 | 30 | 30.5 | 42.3 | magna3-32-120-f-n-220-1x230v-pn610 | https://avfvouczlgbtrhtqgokx.supabase.co/storage/v1/object/public/products/images/97924346.jpg | https://avfvouczlgbtrhtqgokx.supabase.co/storage/v1/object/public/products/curves/97924346_curve.png | https://avfvouczlgbtrhtqgokx.supabase.co/storage/v1/object/public/products/drawings/97924346_drawing.png |  |  | 4 | LühijuhendidMAGNA3 model D, Terminal connected (Quick Guide); LühijuhendidMAGNA3, Plug connected (Quick Guide); MAGNA1, MAGNA3, Terminal connected versions, Pump head, clamp, O-ring, (Service kit instruction); MAGNA3 (Plug-connected versions / Pump head - clamp - O-ring) (Service kit instruction) |  | CE,VDE,EAC,MOROCCO,UKCA,TSE,RCM,UkrSEPRO | WRAS, ACS |  |  |  |  | 17.3 kg | [7 empty] | 380981312 | 0.18 | CN ROHS,WEEE | [6 empty] | F | [7 empty] | IPX4D | [15 empty] | 333 W | 10 bar | [7 empty] | 1.55 A |  |  |  | 4800 p/min |  |  |  |  | 0.18 A | [11 empty] | E |  |  | 15.5 kg | 11.22 m³/h | [5 empty] | 9042733 |  |  |  | 15 W | [7 empty] | 220 mm |  |  |  |  | PN 6/10 | [8 empty] | Stainless steel | Vesi | [12 empty] | DN 32 | [5 empty] | 5803215 | [8 empty] | 0.039 m³ |  |  | 110 |  | 983.2 kg/m³ |  | 84137030 |  | 120 dm | 7.239 m | Composite |  |  |  | DIN |  |  |  |  | 60 °C | -10 .. 110 °C |  |  |  |  | 50 / 60 Hz | [6 empty] | 0 .. 40 °C
97924260 | MAGNA3 32-40 180 1x230V PN16 | Magna3 | 5 | 767.4162 |  | Jah | Jah | MAGNA3 32-40 180 1x230V PN16 Ringluspump | Autoadapt, Energiasäästlik, Grundfos, Küte, Tsirkulatsioonipump, Vaikne | 6.02 | 22.3 | 23 | 27 | magna3-32-40-180-1x230v-pn16 | https://avfvouczlgbtrhtqgokx.supabase.co/storage/v1/object/public/products/images/97924260.jpg | https://avfvouczlgbtrhtqgokx.supabase.co/storage/v1/object/public/products/curves/97924260_curve.png | https://avfvouczlgbtrhtqgokx.supabase.co/storage/v1/object/public/products/drawings/97924260_drawing.png |  |  | 5 | LühijuhendidMAGNA3 model D, Terminal connected (Quick Guide); LühijuhendidMAGNA3, Plug connected (Quick Guide); MAGNA1, MAGNA3, Terminal connected versions, Pump head, clamp, O-ring, (Service kit instruction); MAGNA3 (Plug-connected versions / Pump head - clamp - O-ring) (Service kit instruction); MAGNA3, Sensor cap, Plug and terminal connected versions (Service kit instruction) |  | CE,VDE,EAC,MOROCCO,UKCA,TSE,RCM,UkrSEPRO | [5 empty] | 6.02 kg | [8 empty] | 0.18 | CN ROHS,WEEE | [6 empty] | F | [7 empty] | IPX4D | [15 empty] | 68 W | 16 bar | [7 empty] | 0.61 A |  |  |  | 2880 p/min |  |  |  |  | 0.09 A | [11 empty] | E |  |  | 5.25 kg | 4.15 m³/h |  | 1 x 230 V | [7 empty] | 9 W | [7 empty] | 180 mm |  |  |  |  | PN 16 | [8 empty] | Valumalm | Vesi | [12 empty] | 2 inch | [14 empty] | 0.015 m³ |  |  | 110 |  | 983.2 kg/m³ |  | 84137030 |  | 40 dm | 3.444 m | Composite |  |  |  | G |  |  |  |  | 60 °C | -10 .. 110 °C |  |  |  |  | 50 / 60 Hz | [6 empty] | 0 .. 40 °C
97924254 | MAGNA3 32-40 180 1x230V PN6/10 | Magna3 | 5 | 656.23 |  | Jah | Jah | MAGNA3 32-40 180 1x230V PN6/10 Ringluspump | Autoadapt, Energiasäästlik, Grundfos, Küte, Tsirkulatsioonipump, Vaikne | 6.02 | 22.3 | 23 | 27 | magna3-32-40-180-1x230v-pn610 | https://avfvouczlgbtrhtqgokx.supabase.co/storage/v1/object/public/products/images/97924254.jpg | https://avfvouczlgbtrhtqgokx.supabase.co/storage/v1/object/public/products/curves/97924254_curve.png | https://avfvouczlgbtrhtqgokx.supabase.co/storage/v1/object/public/products/drawings/97924254_drawing.png |  |  | 5 | LühijuhendidMAGNA3 model D, Terminal connected (Quick Guide); LühijuhendidMAGNA3, Plug connected (Quick Guide); MAGNA1, MAGNA3, Terminal connected versions, Pump head, clamp, O-ring, (Service kit instruction); MAGNA3 (Plug-connected versions / Pump head - clamp - O-ring) (Service kit instruction); MAGNA3, Sensor cap, Plug and terminal connected versions (Service kit instruction) |  | CE,VDE,EAC,MOROCCO,UKCA,TSE,RCM,UkrSEPRO | [5 empty] | 6.02 kg | [7 empty] | 380791040 | 0.18 | CN ROHS,WEEE |  | 4615543 |  |  |  |  | F | [7 empty] | IPX4D | [15 empty] | 68 W | [8 empty] | 0.61 A |  |  |  | 2880 p/min |  |  |  |  | 0.09 A | [11 empty] | E |  |  | 5.25 kg | 4.15 m³/h | [5 empty] | 9042331 |  |  |  | 9 W | [7 empty] | 180 mm |  |  |  |  | PN 10 | [8 empty] | Valumalm | Vesi | [5 empty] | DE | [6 empty] | 2 inch | [5 empty] | 5732577 | [8 empty] | 0.015 m³ |  |  | 110 |  | 983.2 kg/m³ |  | 84137030 |  | 40 dm | 3.444 m | Composite |  |  |  | G |  |  |  |  | 60 °C | -10 .. 110 °C |  |  |  |  | 50 / 60 Hz | [6 empty] | 0 .. 40 °C
98333832 | MAGNA3 32-40 F 220 1x230V PN16 | Magna3 | 5 | 845.8879 |  | Jah | Jah | MAGNA3 32-40 F 220 1x230V PN16 Ringluspump | Autoadapt, Energiasäästlik, Grundfos, Küte, Tsirkulatsioonipump, Vaikne | 8.84 | 25.8 | 23 | 29.5 | magna3-32-40-f-220-1x230v-pn16 | https://avfvouczlgbtrhtqgokx.supabase.co/storage/v1/object/public/products/images/98333832.jpg | https://avfvouczlgbtrhtqgokx.supabase.co/storage/v1/object/public/products/curves/98333832_curve.png | https://avfvouczlgbtrhtqgokx.supabase.co/storage/v1/object/public/products/drawings/98333832_drawing.png |  |  | 5 | LühijuhendidMAGNA3 model D, Terminal connected (Quick Guide); LühijuhendidMAGNA3, Plug connected (Quick Guide); MAGNA1, MAGNA3, Terminal connected versions, Pump head, clamp, O-ring, (Service kit instruction); MAGNA3 (Plug-connected versions / Pump head - clamp - O-ring) (Service kit instruction); MAGNA3, Sensor cap, Plug and terminal connected versions (Service kit instruction) |  | CE,VDE,EAC,MOROCCO,UKCA,TSE,RCM,UkrSEPRO | [5 empty] | 8.84 kg | [9 empty] | CN ROHS,WEEE | [6 empty] | F | [7 empty] | IPX4D | [15 empty] | 68 W | [8 empty] | 0.61 A |  |  |  | 2880 p/min |  |  |  |  | 0.09 A | [11 empty] | E |  |  | 7.63 kg | 4.15 m³/h |  | 1 x 230 V | [7 empty] | 9 W | [7 empty] | 220 mm |  |  |  |  | PN 16 | [8 empty] | Valumalm | Vesi | [12 empty] | DN 32 | [14 empty] | 0.019 m³ |  |  | 110 |  | 983.2 kg/m³ |  | 84137030 |  | 40 dm | 3.444 m | Composite |  |  |  | DIN |  |  |  |  | 60 °C | -10 .. 110 °C |  |  |  |  | 50 / 60 Hz | [6 empty] | 0 .. 40 °C
98333834 | MAGNA3 32-40 F 220 1x230V PN6/10 | Magna3 | 5 | 722.9892 |  | Jah | Jah | MAGNA3 32-40 F 220 1x230V PN6/10 Ringluspump | Autoadapt, Energiasäästlik, Grundfos, Küte, Tsirkulatsioonipump, Vaikne | 8.82 | 23.2 | 25.8 | 30 | magna3-32-40-f-220-1x230v-pn610 | https://avfvouczlgbtrhtqgokx.supabase.co/storage/v1/object/public/products/images/98333834.jpg | https://avfvouczlgbtrhtqgokx.supabase.co/storage/v1/object/public/products/curves/98333834_curve.png | https://avfvouczlgbtrhtqgokx.supabase.co/storage/v1/object/public/products/drawings/98333834_drawing.png |  |  | 5 | LühijuhendidMAGNA3 model D, Terminal connected (Quick Guide); LühijuhendidMAGNA3, Plug connected (Quick Guide); MAGNA1, MAGNA3, Terminal connected versions, Pump head, clamp, O-ring, (Service kit instruction); MAGNA3 (Plug-connected versions / Pump head - clamp - O-ring) (Service kit instruction); MAGNA3, Sensor cap, Plug and terminal connected versions (Service kit instruction) |  | CE,VDE,EAC,MOROCCO,UKCA,TSE,RCM,UkrSEPRO | [5 empty] | 8.82 kg | [7 empty] | 380791041 | 0.18 | CN ROHS,WEEE |  | 4615358 |  |  |  |  | F | [7 empty] | IPX4D | [15 empty] | 68 W | 10 bar | [7 empty] | 0.61 A |  |  |  | 2880 p/min |  |  |  |  | 0.09 A | [11 empty] | E |  |  | 7.63 kg | 4.15 m³/h |  | 1 x 230 V |  |  |  | 9042335 |  |  |  | 9 W | [7 empty] | 220 mm |  |  |  |  | PN 6/10 | [8 empty] | Valumalm | Vesi | [12 empty] | DN 32 | [5 empty] | 5732585 | [8 empty] | 0.019 m³ |  |  | 110 |  | 983.2 kg/m³ |  | 84137030 |  | 40 dm | 3.444 m | Composite |  |  |  | DIN |  |  |  |  | 60 °C | -10 .. 110 °C |  |  |  |  | 50 / 60 Hz | [6 empty] | 0 .. 40 °C
98333836 | MAGNA3 32-40 F N 220 1x230V PN6/10 | Sooja tarbevee tsirkulatsioonipump | 5 | 1120.6059 |  | Jah | Jah | MAGNA3 32-40 F N 220 1x230V PN6/10 Ringluspump | Autoadapt, Grundfos, Tarbevesi, Tsirkulatsioonipump, Vaikne | 9.22 | 23.2 | 25.8 | 30 | magna3-32-40-f-n-220-1x230v-pn610 | https://avfvouczlgbtrhtqgokx.supabase.co/storage/v1/object/public/products/images/98333836.jpg | https://avfvouczlgbtrhtqgokx.supabase.co/storage/v1/object/public/products/curves/98333836_curve.png | https://avfvouczlgbtrhtqgokx.supabase.co/storage/v1/object/public/products/drawings/98333836_drawing.png |  |  | 4 | LühijuhendidMAGNA3 model D, Terminal connected (Quick Guide); LühijuhendidMAGNA3, Plug connected (Quick Guide); MAGNA1, MAGNA3, Terminal connected versions, Pump head, clamp, O-ring, (Service kit instruction); MAGNA3 (Plug-connected versions / Pump head - clamp - O-ring) (Service kit instruction) |  | CE,VDE,EAC,MOROCCO,UKCA,TSE,RCM,UkrSEPRO | WRAS, ACS, UBA |  |  |  |  | 9.22 kg | [7 empty] | 380796041 |  | CN ROHS,WEEE | [6 empty] | F | [7 empty] | IPX4D | [15 empty] | 68 W | 10 bar | [7 empty] | 0.61 A |  |  |  | 2880 p/min |  |  |  |  | 0.09 A | [11 empty] | E |  |  | 8.28 kg | 4.15 m³/h | [5 empty] | 9042358 |  |  |  | 9 W | [7 empty] | 220 mm |  |  |  |  | PN 6/10 | [8 empty] | Stainless steel | Vesi | [12 empty] | DN 32 | [5 empty] | 5803246 | [8 empty] | 0.019 m³ |  |  | 110 |  | 983.2 kg/m³ |  | 84137030 |  | 40 dm | 3.444 m | Composite |  |  |  | DIN |  |  |  |  | 60 °C | -10 .. 110 °C |  |  |  |  | 50 / 60 Hz | [6 empty] | 0 .. 40 °C
97924341 | MAGNA3 32-40 N 180 1x230V PN6/10 | Sooja tarbevee tsirkulatsioonipump | 5 | 1016.6781 |  | Jah | Jah | MAGNA3 32-40 N 180 1x230V PN6/10 Ringluspump | Autoadapt, Energiasäästlik, Grundfos, Tarbevesi, Tsirkulatsioonipump, Vaikne | 6.24 | 22.3 | 23 | 27 | magna3-32-40-n-180-1x230v-pn610 | https://avfvouczlgbtrhtqgokx.supabase.co/storage/v1/object/public/products/images/97924341.jpg | https://avfvouczlgbtrhtqgokx.supabase.co/storage/v1/object/public/products/curves/97924341_curve.png | https://avfvouczlgbtrhtqgokx.supabase.co/storage/v1/object/public/products/drawings/97924341_drawing.png |  |  | 4 | LühijuhendidMAGNA3 model D, Terminal connected (Quick Guide); LühijuhendidMAGNA3, Plug connected (Quick Guide); MAGNA1, MAGNA3, Terminal connected versions, Pump head, clamp, O-ring, (Service kit instruction); MAGNA3 (Plug-connected versions / Pump head - clamp - O-ring) (Service kit instruction) |  | CE,VDE,EAC,MOROCCO,UKCA,TSE,RCM,UkrSEPRO | WRAS, ACS, UBA |  |  |  |  | 6.24 kg | [7 empty] | 380796040 |  | CN ROHS,WEEE | [6 empty] | F | [7 empty] | IPX4D | [15 empty] | 68 W | 10 bar | [7 empty] | 0.61 A |  |  |  | 2880 p/min |  |  |  |  | 0.09 A | [11 empty] | E |  |  | 5.5 kg | 4.15 m³/h |  | 1 x 230 V | [7 empty] | 9 W | [7 empty] | 180 mm |  |  |  |  | PN 10 | [8 empty] | Stainless steel | Vesi | [5 empty] | DE | [6 empty] | 2 inch | [5 empty] | 5803239 | [8 empty] | 0.015 m³ |  |  | 110 |  | 983.2 kg/m³ |  | 84137030 |  | 40 dm | 3.444 m | Composite |  |  |  | G |  |  |  |  | 60 °C | -10 .. 110 °C |  |  |  |  | 50 / 60 Hz | [6 empty] | 0 .. 40 °C
97924261 | MAGNA3 32-60 180 1x230V PN16 | Magna3 | 5 | 897.955 |  | Jah | Jah | MAGNA3 32-60 180 1x230V PN16 Ringluspump | Autoadapt, Energiasäästlik, Grundfos, Küte, Tsirkulatsioonipump, Vaikne | 6.05 | 22.3 | 23 | 27 | magna3-32-60-180-1x230v-pn16 | https://avfvouczlgbtrhtqgokx.supabase.co/storage/v1/object/public/products/images/97924261.jpg | https://avfvouczlgbtrhtqgokx.supabase.co/storage/v1/object/public/products/curves/97924261_curve.png | https://avfvouczlgbtrhtqgokx.supabase.co/storage/v1/object/public/products/drawings/97924261_drawing.png |  |  | 5 | LühijuhendidMAGNA3 model D, Terminal connected (Quick Guide); LühijuhendidMAGNA3, Plug connected (Quick Guide); MAGNA1, MAGNA3, Terminal connected versions, Pump head, clamp, O-ring, (Service kit instruction); MAGNA3 (Plug-connected versions / Pump head - clamp - O-ring) (Service kit instruction); MAGNA3, Sensor cap, Plug and terminal connected versions (Service kit instruction) |  | CE,VDE,EAC,MOROCCO,UKCA,TSE,RCM,UkrSEPRO | [5 empty] | 6.05 kg | [9 empty] | CN ROHS,WEEE | [6 empty] | F | [7 empty] | IPX4D | [15 empty] | 103 W | [8 empty] | 0.91 A |  |  |  | 3510 p/min |  |  |  |  | 0.09 A | [11 empty] | E |  |  | 5.25 kg | 4.71 m³/h |  | 1 x 230 V | [7 empty] | 9 W | [7 empty] | 180 mm |  |  |  |  | PN 16 | [8 empty] | Valumalm | Vesi | [5 empty] | DE | [6 empty] | 2 inch | [14 empty] | 0.015 m³ |  |  | 110 |  | 983.2 kg/m³ |  | 84137030 |  | 60 dm | 4.77 m | Composite |  |  |  | G |  |  |  |  | 60 °C | -10 .. 110 °C |  |  |  |  | 50 / 60 Hz | [6 empty] | 0 .. 40 °C
97924255 | MAGNA3 32-60 180 1x230V PN6/10 | Magna3 | 5 | 767.1379 |  | Jah | Jah | MAGNA3 32-60 180 1x230V PN6/10 Ringluspump | Autoadapt, Energiasäästlik, Grundfos, Küte, Tsirkulatsioonipump, Vaikne | 6.05 | 22.3 | 23 | 27 | magna3-32-60-180-1x230v-pn610 | https://avfvouczlgbtrhtqgokx.supabase.co/storage/v1/object/public/products/images/97924255.jpg | https://avfvouczlgbtrhtqgokx.supabase.co/storage/v1/object/public/products/curves/97924255_curve.png | https://avfvouczlgbtrhtqgokx.supabase.co/storage/v1/object/public/products/drawings/97924255_drawing.png |  |  | 5 | LühijuhendidMAGNA3 model D, Terminal connected (Quick Guide); LühijuhendidMAGNA3, Plug connected (Quick Guide); MAGNA1, MAGNA3, Terminal connected versions, Pump head, clamp, O-ring, (Service kit instruction); MAGNA3 (Plug-connected versions / Pump head - clamp - O-ring) (Service kit instruction); MAGNA3, Sensor cap, Plug and terminal connected versions (Service kit instruction) |  | CE,VDE,EAC,MOROCCO,UKCA,TSE,RCM,UkrSEPRO | [5 empty] | 6.05 kg | [7 empty] | 380791060 | 0.18 | CN ROHS,WEEE |  | 4615542 |  |  |  |  | F | [7 empty] | IPX4D | [15 empty] | 103 W | 10 bar | [7 empty] | 0.91 A |  |  |  | 3510 p/min |  |  |  |  | 0.09 A | [11 empty] | E |  |  | 5.25 kg | 4.71 m³/h |  | 1 x 230 V |  |  |  | 9042332 |  |  |  | 9 W | [7 empty] | 180 mm |  |  |  |  | PN 10 | [8 empty] | Valumalm | Vesi | [5 empty] | DE | [6 empty] | 2 inch | [5 empty] | 5732578 | [8 empty] | 0.015 m³ |  |  | 110 |  | 983.2 kg/m³ |  | 84137030 |  | 60 dm | 4.77 m | Composite |  |  |  | G |  |  |  |  | 60 °C | -10 .. 110 °C |  |  |  |  | 50 / 60 Hz | [6 empty] | 0 .. 40 °C
98333852 | MAGNA3 32-60 F 220 1x230V PN16 | Magna3 | 5 | 989.0155 |  | Jah | Jah | MAGNA3 32-60 F 220 1x230V PN16 Ringluspump | Autoadapt, Energiasäästlik, Grundfos, Küte, Tsirkulatsioonipump, Vaikne | 8.84 | 25.8 | 23 | 29.5 | magna3-32-60-f-220-1x230v-pn16 | https://avfvouczlgbtrhtqgokx.supabase.co/storage/v1/object/public/products/images/98333852.jpg | https://avfvouczlgbtrhtqgokx.supabase.co/storage/v1/object/public/products/curves/98333852_curve.png | https://avfvouczlgbtrhtqgokx.supabase.co/storage/v1/object/public/products/drawings/98333852_drawing.png |  |  | 5 | LühijuhendidMAGNA3 model D, Terminal connected (Quick Guide); LühijuhendidMAGNA3, Plug connected (Quick Guide); MAGNA1, MAGNA3, Terminal connected versions, Pump head, clamp, O-ring, (Service kit instruction); MAGNA3 (Plug-connected versions / Pump head - clamp - O-ring) (Service kit instruction); MAGNA3, Sensor cap, Plug and terminal connected versions (Service kit instruction) |  | CE,VDE,EAC,MOROCCO,UKCA,TSE,RCM,UkrSEPRO | [5 empty] | 8.84 kg | [9 empty] | CN ROHS,WEEE | [6 empty] | F | [7 empty] | IPX4D | [15 empty] | 103 W | 16 bar | [7 empty] | 0.91 A |  |  |  | 3510 p/min |  |  |  |  | 0.09 A | [11 empty] | E |  |  | 7.63 kg | 4.71 m³/h |  | 1 x 230 V | [7 empty] | 9 W | [7 empty] | 220 mm |  |  |  |  | PN 16 | [8 empty] | Valumalm | Vesi | [5 empty] | DE | [6 empty] | DN 32 | [14 empty] | 0.019 m³ |  |  | 110 |  | 983.2 kg/m³ |  | 84137030 |  | 60 dm | 4.77 m | Composite |  |  |  | DIN |  |  |  |  | 60 °C | -10 .. 110 °C |  |  |  |  | 50 / 60 Hz | [6 empty] | 0 .. 40 °C
98333854 | MAGNA3 32-60 F 220 1x230V PN6/10 | Magna3 | 5 | 844.8982 |  | Jah | Jah | MAGNA3 32-60 F 220 1x230V PN6/10 Ringluspump | Autoadapt, Energiasäästlik, Grundfos, Küte, Tsirkulatsioonipump, Vaikne | 8.82 | 25.8 | 23 | 29.5 | magna3-32-60-f-220-1x230v-pn610 | https://avfvouczlgbtrhtqgokx.supabase.co/storage/v1/object/public/products/images/98333854.jpg | https://avfvouczlgbtrhtqgokx.supabase.co/storage/v1/object/public/products/curves/98333854_curve.png | https://avfvouczlgbtrhtqgokx.supabase.co/storage/v1/object/public/products/drawings/98333854_drawing.png |  |  | 5 | LühijuhendidMAGNA3 model D, Terminal connected (Quick Guide); LühijuhendidMAGNA3, Plug connected (Quick Guide); MAGNA1, MAGNA3, Terminal connected versions, Pump head, clamp, O-ring, (Service kit instruction); MAGNA3 (Plug-connected versions / Pump head - clamp - O-ring) (Service kit instruction); MAGNA3, Sensor cap, Plug and terminal connected versions (Service kit instruction) |  | CE,VDE,EAC,MOROCCO,UKCA,TSE,RCM,UkrSEPRO | [5 empty] | 8.82 kg | [7 empty] | 380791061 |  | CN ROHS,WEEE |  | 4616526 |  |  |  |  | F | [7 empty] | IPX4D | [15 empty] | 103 W | 10 bar | [7 empty] | 0.91 A |  |  |  | 3510 p/min |  |  |  |  | 0.09 A | [11 empty] | E |  |  | 7.63 kg | 4.71 m³/h |  | 1 x 230 V |  |  |  | 9042336 |  |  |  | 9 W | [7 empty] | 220 mm |  |  |  |  | PN 6/10 | [8 empty] | Valumalm | Vesi | [5 empty] | DE | [6 empty] | DN 32 | [5 empty] | 5732586 | [8 empty] | 0.019 m³ |  |  | 110 |  | 983.2 kg/m³ |  | 84137030 |  | 60 dm | 4.77 m | Composite |  |  |  | DIN |  |  |  |  | 60 °C | -10 .. 110 °C |  |  |  |  | 50 / 60 Hz | [6 empty] | 0 .. 40 °C
98333856 | MAGNA3 32-60 F N 220 1x230V PN6/10 | Sooja tarbevee tsirkulatsioonipump | 5 | 1309.604 |  | Jah | Jah | MAGNA3 32-60 F N 220 1x230V PN6/10 Ringluspump | Autoadapt, Grundfos, Tarbevesi, Tsirkulatsioonipump, Vaikne | 9.16 | 25.8 | 23 | 29.5 | magna3-32-60-f-n-220-1x230v-pn610 | https://avfvouczlgbtrhtqgokx.supabase.co/storage/v1/object/public/products/images/98333856.jpg | https://avfvouczlgbtrhtqgokx.supabase.co/storage/v1/object/public/products/curves/98333856_curve.png | https://avfvouczlgbtrhtqgokx.supabase.co/storage/v1/object/public/products/drawings/98333856_drawing.png |  |  | 4 | LühijuhendidMAGNA3 model D, Terminal connected (Quick Guide); LühijuhendidMAGNA3, Plug connected (Quick Guide); MAGNA1, MAGNA3, Terminal connected versions, Pump head, clamp, O-ring, (Service kit instruction); MAGNA3 (Plug-connected versions / Pump head - clamp - O-ring) (Service kit instruction) |  | CE,VDE,EAC,MOROCCO,UKCA,TSE,RCM,UkrSEPRO | WRAS, ACS, UBA |  |  |  |  | 9.16 kg | [7 empty] | 380796061 | 0.18 | CN ROHS,WEEE | [6 empty] | F | [7 empty] | IPX4D | [15 empty] | 103 W | [8 empty] | 0.91 A |  |  |  | 3510 p/min |  |  |  |  | 0.09 A | [11 empty] | E |  |  | 8.28 kg | 4.71 m³/h |  | 1 x 230 V | [7 empty] | 9 W | [7 empty] | 220 mm |  |  |  |  | PN 6/10 | [8 empty] | Stainless steel | Vesi | [5 empty] | DE | [6 empty] | DN 32 | [5 empty] | 5803247 | [8 empty] | 0.019 m³ |  |  | 110 |  | 983.2 kg/m³ |  | 84137030 |  | 60 dm | 4.77 m | Composite |  |  |  | DIN |  |  |  |  | 60 °C | -10 .. 110 °C |  |  |  |  | 50 / 60 Hz | [6 empty] | 0 .. 40 °C
97924342 | MAGNA3 32-60 N 180 1x230V PN6/10 | Sooja tarbevee tsirkulatsioonipump | 5 | 1188.9529 |  | Jah | Jah | MAGNA3 32-60 N 180 1x230V PN6/10 Ringluspump | Autoadapt, Energiasäästlik, Grundfos, Tarbevesi, Tsirkulatsioonipump, Vaikne | 6.16 | 22.3 | 23 | 27 | magna3-32-60-n-180-1x230v-pn610 | https://avfvouczlgbtrhtqgokx.supabase.co/storage/v1/object/public/products/images/97924342.jpg | https://avfvouczlgbtrhtqgokx.supabase.co/storage/v1/object/public/products/curves/97924342_curve.png | https://avfvouczlgbtrhtqgokx.supabase.co/storage/v1/object/public/products/drawings/97924342_drawing.png |  |  | 4 | LühijuhendidMAGNA3 model D, Terminal connected (Quick Guide); LühijuhendidMAGNA3, Plug connected (Quick Guide); MAGNA1, MAGNA3, Terminal connected versions, Pump head, clamp, O-ring, (Service kit instruction); MAGNA3 (Plug-connected versions / Pump head - clamp - O-ring) (Service kit instruction) |  | CE,VDE,EAC,MOROCCO,UKCA,TSE,RCM,UkrSEPRO | WRAS, ACS, UBA |  |  |  |  | 6.16 kg | [7 empty] | 380796060 | 0.18 | CN ROHS,WEEE | [6 empty] | F | [7 empty] | IPX4D | [15 empty] | 103 W | 10 bar | [7 empty] | 0.91 A |  |  |  | 3510 p/min |  |  |  |  | 0.09 A | [11 empty] | E |  |  | 5.5 kg | 4.71 m³/h |  | 1 x 230 V | [7 empty] | 9 W | [7 empty] | 180 mm |  |  |  |  | PN 10 | [8 empty] | Stainless steel | Vesi | [5 empty] | DE | [6 empty] | 2 inch | [5 empty] | 5803240 | [8 empty] | 0.015 m³ |  |  | 110 |  | 983.2 kg/m³ |  | 84137030 |  | 60 dm | 4.77 m | Composite |  |  |  | G |  |  |  |  | 60 °C | -10 .. 110 °C |  |  |  |  | 50 / 60 Hz | [6 empty] | 0 .. 40 °C
97924262 | MAGNA3 32-80 180 1x230V PN16 | Magna3 | 5 | 936.5052 |  | Jah | Jah | MAGNA3 32-80 180 1x230V PN16 Ringluspump | Autoadapt, Energiasäästlik, Grundfos, Küte, Tsirkulatsioonipump, Vaikne | 6.04 | 22.3 | 23 | 27 | magna3-32-80-180-1x230v-pn16 | https://avfvouczlgbtrhtqgokx.supabase.co/storage/v1/object/public/products/images/97924262.jpg | https://avfvouczlgbtrhtqgokx.supabase.co/storage/v1/object/public/products/curves/97924262_curve.png | https://avfvouczlgbtrhtqgokx.supabase.co/storage/v1/object/public/products/drawings/97924262_drawing.png |  |  | 5 | LühijuhendidMAGNA3 model D, Terminal connected (Quick Guide); LühijuhendidMAGNA3, Plug connected (Quick Guide); MAGNA1, MAGNA3, Terminal connected versions, Pump head, clamp, O-ring, (Service kit instruction); MAGNA3 (Plug-connected versions / Pump head - clamp - O-ring) (Service kit instruction); MAGNA3, Sensor cap, Plug and terminal connected versions (Service kit instruction) |  | CE,VDE,EAC,MOROCCO,UKCA,TSE,RCM,UkrSEPRO | [5 empty] | 6.04 kg | [8 empty] | 0.18 | CN ROHS,WEEE | [6 empty] | F | [7 empty] | IPX4D | [15 empty] | 136 W | 16 bar | [7 empty] | 1.19 A |  |  |  | 4050 p/min |  |  |  |  | 0.09 A | [11 empty] | E |  |  | 5.25 kg | 4.79 m³/h |  | 1 x 230 V | [7 empty] | 9 W | [7 empty] | 180 mm |  |  |  |  | PN 16 | [8 empty] | Valumalm | Vesi | [5 empty] | DE | [6 empty] | 2 inch | [14 empty] | 0.015 m³ |  |  | 110 |  | 983.2 kg/m³ |  | 84137030 |  | 80 dm | 6.285 m | Composite |  |  |  | G |  |  |  |  | 60 °C | -10 .. 110 °C |  |  |  |  | 50 / 60 Hz | [6 empty] | 0 .. 40 °C
97924256 | MAGNA3 32-80 180 1x230V PN6/10 | Magna3 | 5 | 800.7907 |  | Jah | Jah | MAGNA3 32-80 180 1x230V PN6/10 Ringluspump | Autoadapt, Energiasäästlik, Grundfos, Küte, Tsirkulatsioonipump, Vaikne | 6 | 22.3 | 23 | 27 | magna3-32-80-180-1x230v-pn610 | https://avfvouczlgbtrhtqgokx.supabase.co/storage/v1/object/public/products/images/97924256.jpg | https://avfvouczlgbtrhtqgokx.supabase.co/storage/v1/object/public/products/curves/97924256_curve.png | https://avfvouczlgbtrhtqgokx.supabase.co/storage/v1/object/public/products/drawings/97924256_drawing.png |  |  | 5 | LühijuhendidMAGNA3 model D, Terminal connected (Quick Guide); LühijuhendidMAGNA3, Plug connected (Quick Guide); MAGNA1, MAGNA3, Terminal connected versions, Pump head, clamp, O-ring, (Service kit instruction); MAGNA3 (Plug-connected versions / Pump head - clamp - O-ring) (Service kit instruction); MAGNA3, Sensor cap, Plug and terminal connected versions (Service kit instruction) |  | CE,VDE,EAC,MOROCCO,UKCA,TSE,RCM,UkrSEPRO | [5 empty] | 6 kg | [7 empty] | 380791080 | 0.18 | CN ROHS,WEEE |  | 4615545 |  |  |  |  | F | [7 empty] | IPX4D | [15 empty] | 136 W | [8 empty] | 1.19 A |  |  |  | 4050 p/min |  |  |  |  | 0.09 A | [11 empty] | E |  |  | 5.25 kg | 4.79 m³/h |  | 1 x 230 V |  |  |  | 9042333 |  |  |  | 9 W | [7 empty] | 180 mm |  |  |  |  | PN 10 | [8 empty] | Valumalm | Vesi | [5 empty] | DE | [6 empty] | 2 inch | [5 empty] | 5732579 | [8 empty] | 0.015 m³ |  |  | 110 |  | 983.2 kg/m³ |  | 84137030 |  | 80 dm | 6.285 m | Composite |  |  |  | G |  |  |  |  | 60 °C | -10 .. 110 °C |  |  |  |  | 50 / 60 Hz | [6 empty] | 0 .. 40 °C
98333872 | MAGNA3 32-80 F 220 1x230V PN16 | Magna3 | 5 | 1041.0413 |  | Jah | Jah | MAGNA3 32-80 F 220 1x230V PN16 Ringluspump | Autoadapt, Energiasäästlik, Grundfos, Küte, Tsirkulatsioonipump, Vaikne | 8.86 | 25.8 | 23 | 29.6 | magna3-32-80-f-220-1x230v-pn16 | https://avfvouczlgbtrhtqgokx.supabase.co/storage/v1/object/public/products/images/98333872.jpg | https://avfvouczlgbtrhtqgokx.supabase.co/storage/v1/object/public/products/curves/98333872_curve.png | https://avfvouczlgbtrhtqgokx.supabase.co/storage/v1/object/public/products/drawings/98333872_drawing.png |  |  | 5 | LühijuhendidMAGNA3 model D, Terminal connected (Quick Guide); LühijuhendidMAGNA3, Plug connected (Quick Guide); MAGNA1, MAGNA3, Terminal connected versions, Pump head, clamp, O-ring, (Service kit instruction); MAGNA3 (Plug-connected versions / Pump head - clamp - O-ring) (Service kit instruction); MAGNA3, Sensor cap, Plug and terminal connected versions (Service kit instruction) |  | CE,VDE,EAC,MOROCCO,UKCA,TSE,RCM,UkrSEPRO | [5 empty] | 8.86 kg | [8 empty] | 0.18 | CN ROHS,WEEE | [6 empty] | F | [7 empty] | IPX4D | [15 empty] | 136 W | [8 empty] | 1.19 A |  |  |  | 4050 p/min |  |  |  |  | 0.09 A | [11 empty] | E |  |  | 7.63 kg | 4.79 m³/h |  | 1 x 230 V | [7 empty] | 9 W | [7 empty] | 220 mm |  |  |  |  | PN 16 | [8 empty] | Valumalm | Vesi | [5 empty] | DE | [6 empty] | DN 32 | [14 empty] | 0.019 m³ |  |  | 110 |  | 983.2 kg/m³ |  | 84137030 |  | 80 dm | 6.285 m | Composite |  |  |  | DIN |  |  |  |  | 60 °C | -10 .. 110 °C |  |  |  |  | 50 / 60 Hz | [6 empty] | 0 .. 40 °C
98333874 | MAGNA3 32-80 F 220 1x230V PN6/10 | Magna3 | 5 | 889.8201 |  | Jah | Jah | MAGNA3 32-80 F 220 1x230V PN6/10 Ringluspump | Autoadapt, Energiasäästlik, Grundfos, Küte, Tsirkulatsioonipump, Vaikne | 8.85 | 25.8 | 23 | 29.5 | magna3-32-80-f-220-1x230v-pn610 | https://avfvouczlgbtrhtqgokx.supabase.co/storage/v1/object/public/products/images/98333874.jpg | https://avfvouczlgbtrhtqgokx.supabase.co/storage/v1/object/public/products/curves/98333874_curve.png | https://avfvouczlgbtrhtqgokx.supabase.co/storage/v1/object/public/products/drawings/98333874_drawing.png |  |  | 5 | LühijuhendidMAGNA3 model D, Terminal connected (Quick Guide); LühijuhendidMAGNA3, Plug connected (Quick Guide); MAGNA1, MAGNA3, Terminal connected versions, Pump head, clamp, O-ring, (Service kit instruction); MAGNA3 (Plug-connected versions / Pump head - clamp - O-ring) (Service kit instruction); MAGNA3, Sensor cap, Plug and terminal connected versions (Service kit instruction) |  | CE,VDE,EAC,MOROCCO,UKCA,TSE,RCM,UkrSEPRO | [5 empty] | 8.85 kg | [7 empty] | 380791081 | 0.18 | CN ROHS,WEEE |  | 4615359 |  |  |  |  | F | [7 empty] | IPX4D | [15 empty] | 136 W | 10 bar | [7 empty] | 1.19 A |  |  |  | 4050 p/min |  |  |  |  | 0.09 A | [11 empty] | E |  |  | 7.63 kg | 4.79 m³/h | [5 empty] | 9042337 |  |  |  | 9 W | [7 empty] | 220 mm |  |  |  |  | PN 6/10 | [8 empty] | Valumalm | Vesi | [12 empty] | DN 32 | [5 empty] | 5732587 | [8 empty] | 0.019 m³ |  |  | 110 |  | 983.2 kg/m³ |  | 84137030 |  | 80 dm | 6.285 m | Composite |  |  |  | DIN |  |  |  |  | 60 °C | -10 .. 110 °C |  |  |  |  | 50 / 60 Hz | [6 empty] | 0 .. 40 °C
98333876 | MAGNA3 32-80 F N 220 1x230V PN6/10 | Sooja tarbevee tsirkulatsioonipump | 5 | 1378.5593 |  | Jah | Jah | MAGNA3 32-80 F N 220 1x230V PN6/10 Ringluspump | Autoadapt, Grundfos, Tarbevesi, Tsirkulatsioonipump, Vaikne | 9.18 | 25.8 | 23 | 29.5 | magna3-32-80-f-n-220-1x230v-pn610 | https://avfvouczlgbtrhtqgokx.supabase.co/storage/v1/object/public/products/images/98333876.jpg | https://avfvouczlgbtrhtqgokx.supabase.co/storage/v1/object/public/products/curves/98333876_curve.png | https://avfvouczlgbtrhtqgokx.supabase.co/storage/v1/object/public/products/drawings/98333876_drawing.png |  |  | 4 | LühijuhendidMAGNA3 model D, Terminal connected (Quick Guide); LühijuhendidMAGNA3, Plug connected (Quick Guide); MAGNA1, MAGNA3, Terminal connected versions, Pump head, clamp, O-ring, (Service kit instruction); MAGNA3 (Plug-connected versions / Pump head - clamp - O-ring) (Service kit instruction) |  | CE,VDE,EAC,MOROCCO,UKCA,TSE,RCM,UkrSEPRO | WRAS, ACS, UBA |  |  |  |  | 9.18 kg | [7 empty] | 380796081 |  | CN ROHS,WEEE | [6 empty] | F | [7 empty] | IPX4D | [15 empty] | 136 W | 10 bar | [7 empty] | 1.19 A |  |  |  | 4050 p/min |  |  |  |  | 0.09 A | [11 empty] | E |  |  | 8.28 kg | 4.79 m³/h | [5 empty] | 9042361 |  |  |  | 9 W | [7 empty] | 220 mm |  |  |  |  | PN 6/10 | [8 empty] | Stainless steel | Vesi | [5 empty] | DE | [6 empty] | DN 32 | [5 empty] | 5803248 | [8 empty] | 0.019 m³ |  |  | 110 |  | 983.2 kg/m³ |  | 84137030 |  | 80 dm | 6.285 m | Composite |  |  |  | DIN |  |  |  |  | 60 °C | -10 .. 110 °C |  |  |  |  | 50 / 60 Hz | [6 empty] | 0 .. 40 °C
97924343 | MAGNA3 32-80 N 180 1x230V PN6/10 | Sooja tarbevee tsirkulatsioonipump | 5 | 1240.6487 |  | Jah | Jah | MAGNA3 32-80 N 180 1x230V PN6/10 Ringluspump | Autoadapt, Energiasäästlik, Grundfos, Tarbevesi, Tsirkulatsioonipump, Vaikne | 6.18 | 22.3 | 23 | 27 | magna3-32-80-n-180-1x230v-pn610 | https://avfvouczlgbtrhtqgokx.supabase.co/storage/v1/object/public/products/images/97924343.jpg | https://avfvouczlgbtrhtqgokx.supabase.co/storage/v1/object/public/products/curves/97924343_curve.png | https://avfvouczlgbtrhtqgokx.supabase.co/storage/v1/object/public/products/drawings/97924343_drawing.png |  |  | 4 | LühijuhendidMAGNA3 model D, Terminal connected (Quick Guide); LühijuhendidMAGNA3, Plug connected (Quick Guide); MAGNA1, MAGNA3, Terminal connected versions, Pump head, clamp, O-ring, (Service kit instruction); MAGNA3 (Plug-connected versions / Pump head - clamp - O-ring) (Service kit instruction) |  | CE,VDE,EAC,MOROCCO,UKCA,TSE,RCM,UkrSEPRO | WRAS, ACS, UBA |  |  |  |  | 6.18 kg | [7 empty] | 380796080 | 0.18 | CN ROHS,WEEE |  | 4615647 |  |  |  |  | F | [7 empty] | IPX4D | [15 empty] | 136 W | 10 bar | [7 empty] | 1.19 A |  |  |  | 4050 p/min |  |  |  |  | 0.09 A | [11 empty] | E |  |  | 5.5 kg | 4.79 m³/h | [9 empty] | 9 W | [7 empty] | 180 mm |  |  |  |  | PN 10 | [8 empty] | Stainless steel | Vesi | [12 empty] | 2 inch | [5 empty] | 5803241 | [8 empty] | 0.015 m³ |  |  | 110 |  | 983.2 kg/m³ |  | 84137030 |  | 80 dm | 6.285 m | Composite |  |  |  | G |  |  |  |  | 60 °C | -10 .. 110 °C |  |  |  |  | 50 / 60 Hz | [6 empty] | 0 .. 40 °C
97924276 | MAGNA3 40-100 F 220 1x230V PN16 | Magna3 | 5 | 1575.4654 |  | Jah | Jah | MAGNA3 40-100 F 220 1x230V PN16 Ringluspump | Autoadapt, Energiasäästlik, Grundfos, Küte, Tsirkulatsioonipump, Vaikne | 17.9 | 30 | 30.5 | 42.5 | magna3-40-100-f-220-1x230v-pn16 | https://avfvouczlgbtrhtqgokx.supabase.co/storage/v1/object/public/products/images/97924276.jpg | https://avfvouczlgbtrhtqgokx.supabase.co/storage/v1/object/public/products/curves/97924276_curve.png | https://avfvouczlgbtrhtqgokx.supabase.co/storage/v1/object/public/products/drawings/97924276_drawing.png |  |  | 5 | LühijuhendidMAGNA3 model D, Terminal connected (Quick Guide); LühijuhendidMAGNA3, Plug connected (Quick Guide); MAGNA1, MAGNA3, Terminal connected versions, Pump head, clamp, O-ring, (Service kit instruction); MAGNA3 (Plug-connected versions / Pump head - clamp - O-ring) (Service kit instruction); MAGNA3, Sensor cap, Plug and terminal connected versions (Service kit instruction) |  | CE,VDE,EAC,MOROCCO,UKCA,TSE,RCM,UkrSEPRO | [5 empty] | 17.9 kg | [7 empty] | 380957410 | 0.18 | CN ROHS,WEEE | [6 empty] | F | [7 empty] | IPX4D | [15 empty] | 359 W | 16 bar | [7 empty] | 1.66 A |  |  |  | 4830 p/min |  |  |  |  | 0.2 A | [11 empty] | E |  |  | 16.3 kg | 12.16 m³/h |  | 1 x 230 V |  |  |  | 9042666 |  |  |  | 18 W | [7 empty] | 220 mm |  |  |  |  | PN 16 | [8 empty] | Valumalm | Vesi | [5 empty] | DE | [6 empty] | DN 40 | [14 empty] | 0.039 m³ |  |  | 110 |  | 983.2 kg/m³ |  | 84137030 |  | 100 dm | 6.797 m | Composite |  |  |  | DIN |  |  |  |  | 60 °C | -10 .. 110 °C |  |  |  |  | 50 / 60 Hz | [6 empty] | 0 .. 40 °C
97924269 | MAGNA3 40-100 F 220 1x230V PN6/10 | Magna3 | 5 | 1345.9478 |  | Jah | Jah | MAGNA3 40-100 F 220 1x230V PN6/10 Ringluspump | Autoadapt, Energiasäästlik, Grundfos, Küte, Tsirkulatsioonipump, Vaikne | 17.96 | 30 | 30.5 | 42.5 | magna3-40-100-f-220-1x230v-pn610 | https://avfvouczlgbtrhtqgokx.supabase.co/storage/v1/object/public/products/images/97924269.jpg | https://avfvouczlgbtrhtqgokx.supabase.co/storage/v1/object/public/products/curves/97924269_curve.png | https://avfvouczlgbtrhtqgokx.supabase.co/storage/v1/object/public/products/drawings/97924269_drawing.png |  |  | 5 | LühijuhendidMAGNA3 model D, Terminal connected (Quick Guide); LühijuhendidMAGNA3, Plug connected (Quick Guide); MAGNA1, MAGNA3, Terminal connected versions, Pump head, clamp, O-ring, (Service kit instruction); MAGNA3 (Plug-connected versions / Pump head - clamp - O-ring) (Service kit instruction); MAGNA3, Sensor cap, Plug and terminal connected versions (Service kit instruction) |  | CE,VDE,EAC,MOROCCO,UKCA,TSE,RCM,UkrSEPRO | [5 empty] | 18 kg | [7 empty] | 380952410 | 0.18 | CN ROHS,WEEE |  | 4615147 |  |  |  |  | F | [7 empty] | IPX4D | [15 empty] | 359 W | 10 bar | [7 empty] | 1.66 A |  |  |  | 4830 p/min |  |  |  |  | 0.2 A | [11 empty] | E |  |  | 16.3 kg | 12.16 m³/h |  | 1 x 230 V |  |  |  | 9042661 |  |  |  | 18 W | [7 empty] | 220 mm |  |  |  |  | PN 6/10 | [8 empty] | Valumalm | Vesi | [5 empty] | DE | [6 empty] | DN 40 | [5 empty] | 5732488 | [8 empty] | 0.039 m³ |  |  | 110 |  | 983.2 kg/m³ |  | 84137030 |  | 100 dm | 6.797 m | Composite |  |  |  | DIN |  |  |  |  | 60 °C | -10 .. 110 °C |  |  |  |  | 50 / 60 Hz | [6 empty] | 0 .. 40 °C
97924277 | MAGNA3 40-120 F 250 1x230V PN16 | Magna3 | 5 | 1801.529 |  | Jah | Jah | MAGNA3 40-120 F 250 1x230V PN16 Ringluspump | Autoadapt, Energiasäästlik, Grundfos, Küte, Tsirkulatsioonipump, Vaikne | 17.57 | 30 | 30.5 | 42.8 | magna3-40-120-f-250-1x230v-pn16 | https://avfvouczlgbtrhtqgokx.supabase.co/storage/v1/object/public/products/images/97924277.jpg | https://avfvouczlgbtrhtqgokx.supabase.co/storage/v1/object/public/products/curves/97924277_curve.png | https://avfvouczlgbtrhtqgokx.supabase.co/storage/v1/object/public/products/drawings/97924277_drawing.png |  |  | 5 | LühijuhendidMAGNA3 model D, Terminal connected (Quick Guide); LühijuhendidMAGNA3, Plug connected (Quick Guide); MAGNA1, MAGNA3, Terminal connected versions, Pump head, clamp, O-ring, (Service kit instruction); MAGNA3 (Plug-connected versions / Pump head - clamp - O-ring) (Service kit instruction); MAGNA3, Sensor cap, Plug and terminal connected versions (Service kit instruction) |  | CE,VDE,EAC,MOROCCO,UKCA,TSE,RCM,UkrSEPRO | [5 empty] | 17.6 kg | [7 empty] | 380957412 | 0.18 | CN ROHS,WEEE | [6 empty] | F | [7 empty] | IPX4D | [15 empty] | 427 W | [8 empty] | 1.96 A |  |  |  | 4080 p/min |  |  |  |  | 0.19 A | [11 empty] | E |  |  | 16 kg | 14.14 m³/h |  | 1 x 230 V |  |  |  | 9042667 |  |  |  | 17 W | [7 empty] | 250 mm |  |  |  |  | PN 16 | [8 empty] | Valumalm | Vesi | [12 empty] | DN 40 | [14 empty] | 0.039 m³ |  |  | 110 |  | 983.2 kg/m³ |  | 84137030 |  | 120 dm | 7.263 m | Composite |  |  |  | DIN |  |  |  |  | 60 °C | -10 .. 110 °C |  |  |  |  | 50 / 60 Hz | [6 empty] | 0 .. 40 °C
97924270 | MAGNA3 40-120 F 250 1x230V PN6/10 | Magna3 | 5 | 1540.5547 |  | Jah | Jah | MAGNA3 40-120 F 250 1x230V PN6/10 Ringluspump | Autoadapt, Energiasäästlik, Grundfos, Küte, Tsirkulatsioonipump, Vaikne | 17.48 | 30 | 30.5 | 42.5 | magna3-40-120-f-250-1x230v-pn610 | https://avfvouczlgbtrhtqgokx.supabase.co/storage/v1/object/public/products/images/97924270.jpg | https://avfvouczlgbtrhtqgokx.supabase.co/storage/v1/object/public/products/curves/97924270_curve.png | https://avfvouczlgbtrhtqgokx.supabase.co/storage/v1/object/public/products/drawings/97924270_drawing.png |  |  | 5 | LühijuhendidMAGNA3 model D, Terminal connected (Quick Guide); LühijuhendidMAGNA3, Plug connected (Quick Guide); MAGNA1, MAGNA3, Terminal connected versions, Pump head, clamp, O-ring, (Service kit instruction); MAGNA3 (Plug-connected versions / Pump head - clamp - O-ring) (Service kit instruction); MAGNA3, Sensor cap, Plug and terminal connected versions (Service kit instruction) |  | CE,VDE,EAC,MOROCCO,UKCA,TSE,RCM,UkrSEPRO | [5 empty] | 17.5 kg | [7 empty] | 380952412 | 0.18 | CN ROHS,WEEE |  | 4615148 |  |  |  |  | F | [7 empty] | IPX4D | [15 empty] | 427 W | 10 bar | [7 empty] | 1.96 A |  |  |  | 4080 p/min |  |  |  |  | 0.19 A | [11 empty] | E |  |  | 16 kg | 14.14 m³/h | [5 empty] | 9042662 |  |  |  | 17 W | [7 empty] | 250 mm |  |  |  |  | PN 6/10 | [8 empty] | Valumalm | Vesi | [5 empty] | DE | [6 empty] | DN 40 | [5 empty] | 5732489 | [8 empty] | 0.039 m³ |  |  | 110 |  | 983.2 kg/m³ |  | 84137030 |  | 120 dm | 7.263 m | Composite |  |  |  | DIN |  |  |  |  | 60 °C | -10 .. 110 °C |  |  |  |  | 50 / 60 Hz | [6 empty] | 0 .. 40 °C
97924278 | MAGNA3 40-150 F 250 1x230V PN16 | Magna3 | 5 | 2136.2426 |  | Jah | Jah | MAGNA3 40-150 F 250 1x230V PN16 Ringluspump | Autoadapt, Energiasäästlik, Grundfos, Küte, Tsirkulatsioonipump, Vaikne | 17.5 | 30 | 30.5 | 42.5 | magna3-40-150-f-250-1x230v-pn16 | https://avfvouczlgbtrhtqgokx.supabase.co/storage/v1/object/public/products/images/97924278.jpg | https://avfvouczlgbtrhtqgokx.supabase.co/storage/v1/object/public/products/curves/97924278_curve.png | https://avfvouczlgbtrhtqgokx.supabase.co/storage/v1/object/public/products/drawings/97924278_drawing.png |  |  | 5 | LühijuhendidMAGNA3 model D, Terminal connected (Quick Guide); LühijuhendidMAGNA3, Plug connected (Quick Guide); MAGNA1, MAGNA3, Terminal connected versions, Pump head, clamp, O-ring, (Service kit instruction); MAGNA3 (Plug-connected versions / Pump head - clamp - O-ring) (Service kit instruction); MAGNA3, Sensor cap, Plug and terminal connected versions (Service kit instruction) |  | CE,VDE,EAC,MOROCCO,UKCA,TSE,RCM,UkrSEPRO | [5 empty] | 17.5 kg | [7 empty] | 380957415 | 0.18 | CN ROHS,WEEE | [6 empty] | F | [7 empty] | IPX4D | [15 empty] | 608 W | 16 bar | [7 empty] | 2.78 A |  |  |  | 4560 p/min |  |  |  |  | 0.19 A | [14 empty] | 16 kg | 16.03 m³/h |  | 1 x 230 V |  |  |  | 9042668 |  |  |  | 17 W | [7 empty] | 250 mm |  |  |  |  | PN 16 | [8 empty] | Valumalm | Vesi | [5 empty] | DE | [6 empty] | DN 40 | [14 empty] | 0.039 m³ |  |  | 110 |  | 983.2 kg/m³ |  | 84137030 |  | 150 dm | 9.189 m | Composite |  |  |  | DIN |  |  |  |  | 60 °C | -10 .. 110 °C |  |  |  |  | 50 / 60 Hz | [6 empty] | 0 .. 40 °C
97924271 | MAGNA3 40-150 F 250 1x230V PN6/10 | Magna3 | 5 | 1825.8304 |  | Jah | Jah | MAGNA3 40-150 F 250 1x230V PN6/10 Ringluspump | Autoadapt, Energiasäästlik, Grundfos, Küte, Tsirkulatsioonipump, Vaikne | 17.58 | 30 | 30.5 | 42.5 | magna3-40-150-f-250-1x230v-pn610 | https://avfvouczlgbtrhtqgokx.supabase.co/storage/v1/object/public/products/images/97924271.jpg | https://avfvouczlgbtrhtqgokx.supabase.co/storage/v1/object/public/products/curves/97924271_curve.png | https://avfvouczlgbtrhtqgokx.supabase.co/storage/v1/object/public/products/drawings/97924271_drawing.png |  |  | 5 | LühijuhendidMAGNA3 model D, Terminal connected (Quick Guide); LühijuhendidMAGNA3, Plug connected (Quick Guide); MAGNA1, MAGNA3, Terminal connected versions, Pump head, clamp, O-ring, (Service kit instruction); MAGNA3 (Plug-connected versions / Pump head - clamp - O-ring) (Service kit instruction); MAGNA3, Sensor cap, Plug and terminal connected versions (Service kit instruction) |  | CE,VDE,EAC,MOROCCO,UKCA,TSE,RCM,UkrSEPRO | [5 empty] | 17.6 kg | [7 empty] | 380952415 | 0.18 | CN ROHS,WEEE |  | 4615149 |  |  |  |  | F | [7 empty] | IPX4D | [15 empty] | 608 W | [8 empty] | 2.78 A |  |  |  | 4560 p/min |  |  |  |  | 0.19 A | [11 empty] | E |  |  | 16 kg | 16.03 m³/h |  | 1 x 230 V |  |  |  | 9042663 |  |  |  | 17 W | [7 empty] | 250 mm |  |  |  |  | PN 6/10 | [8 empty] | Valumalm | Vesi | [5 empty] | DE | [6 empty] | DN 40 | [5 empty] | 5732490 | [8 empty] | 0.039 m³ |  |  | 110 |  | 983.2 kg/m³ |  | 84137030 |  | 150 dm | 9.189 m | Composite |  |  |  | DIN |  |  |  |  | 60 °C | -10 .. 110 °C |  |  |  |  | 50 / 60 Hz | [6 empty] | 0 .. 40 °C
97924279 | MAGNA3 40-180 F 250 1x230V PN16 | Magna3 | 5 | 2455.501 |  | Jah | Jah | MAGNA3 40-180 F 250 1x230V PN16 Ringluspump | Autoadapt, Energiasäästlik, Grundfos, Küte, Tsirkulatsioonipump, Vaikne | 17.57 | 30 | 30.5 | 42.8 | magna3-40-180-f-250-1x230v-pn16 | https://avfvouczlgbtrhtqgokx.supabase.co/storage/v1/object/public/products/images/97924279.jpg | https://avfvouczlgbtrhtqgokx.supabase.co/storage/v1/object/public/products/curves/97924279_curve.png | https://avfvouczlgbtrhtqgokx.supabase.co/storage/v1/object/public/products/drawings/97924279_drawing.png |  |  | 5 | LühijuhendidMAGNA3 model D, Terminal connected (Quick Guide); LühijuhendidMAGNA3, Plug connected (Quick Guide); MAGNA1, MAGNA3, Terminal connected versions, Pump head, clamp, O-ring, (Service kit instruction); MAGNA3 (Plug-connected versions / Pump head - clamp - O-ring) (Service kit instruction); MAGNA3, Sensor cap, Plug and terminal connected versions (Service kit instruction) |  | CE,VDE,EAC,MOROCCO,UKCA,TSE,RCM,UkrSEPRO | [5 empty] | 17.6 kg | [7 empty] | 380957418 | 0.17 | CN ROHS,WEEE | [6 empty] | F | [7 empty] | IPX4D | [15 empty] | 609 W | [8 empty] | 2.78 A |  |  |  | 4920 p/min |  |  |  |  | 0.18 A | [11 empty] | E |  |  | 16 kg | 16.04 m³/h |  | 1 x 230 V |  |  |  | 9042669 |  |  |  | 16 W | [7 empty] | 250 mm |  |  |  |  | PN 16 | [8 empty] | Valumalm | Vesi | [12 empty] | DN 40 | [14 empty] | 0.039 m³ |  |  | 110 |  | 983.2 kg/m³ |  | 84137030 |  | 180 dm | 9.2 m | Composite |  |  |  | DIN |  |  |  |  | 60 °C | -10 .. 110 °C |  |  |  |  | 50 / 60 Hz | [6 empty] | 0 .. 40 °C
97924272 | MAGNA3 40-180 F 250 1x230V PN6/10 | Magna3 | 5 | 2099.7235 |  | Jah | Jah | MAGNA3 40-180 F 250 1x230V PN6/10 Ringluspump | Autoadapt, Energiasäästlik, Grundfos, Küte, Tsirkulatsioonipump, Vaikne | 17.5 | 30 | 30.5 | 42.5 | magna3-40-180-f-250-1x230v-pn610 | https://avfvouczlgbtrhtqgokx.supabase.co/storage/v1/object/public/products/images/97924272.jpg | https://avfvouczlgbtrhtqgokx.supabase.co/storage/v1/object/public/products/curves/97924272_curve.png | https://avfvouczlgbtrhtqgokx.supabase.co/storage/v1/object/public/products/drawings/97924272_drawing.png |  |  | 5 | LühijuhendidMAGNA3 model D, Terminal connected (Quick Guide); LühijuhendidMAGNA3, Plug connected (Quick Guide); MAGNA1, MAGNA3, Terminal connected versions, Pump head, clamp, O-ring, (Service kit instruction); MAGNA3 (Plug-connected versions / Pump head - clamp - O-ring) (Service kit instruction); MAGNA3, Sensor cap, Plug and terminal connected versions (Service kit instruction) |  | CE,VDE,EAC,MOROCCO,UKCA,TSE,RCM,UkrSEPRO | [5 empty] | 17.5 kg | [7 empty] | 380952418 | 0.17 | CN ROHS,WEEE |  | 4615150 |  |  |  |  | F | [7 empty] | IPX4D | [15 empty] | 609 W | 10 bar | [7 empty] | 2.78 A |  |  |  | 4920 p/min |  |  |  |  | 0.18 A | [11 empty] | E |  |  | 16 kg | 16.04 m³/h |  | 1 x 230 V |  |  |  | 9042664 |  |  |  | 16 W | [7 empty] | 250 mm |  |  |  |  | PN 6/10 | [8 empty] | Valumalm | Vesi | [5 empty] | DE | [6 empty] | DN 40 | [5 empty] | 5732491 | [8 empty] | 0.039 m³ |  |  | 110 |  | 983.2 kg/m³ |  | 84137030 |  | 180 dm | 9.2 m | Composite |  |  |  | DIN |  |  |  |  | 60 °C | -10 .. 110 °C |  |  |  |  | 50 / 60 Hz | [6 empty] | 0 .. 40 °C
97924273 | MAGNA3 40-40 F 220 1x230V PN16 | Magna3 | 5 | 1054.1251 |  | Jah | Jah | MAGNA3 40-40 F 220 1x230V PN16 Ringluspump | Autoadapt, Energiasäästlik, Grundfos, Küte, Tsirkulatsioonipump, Vaikne | 10.68 | 26.6 | 23.6 | 29.9 | magna3-40-40-f-220-1x230v-pn16 | https://avfvouczlgbtrhtqgokx.supabase.co/storage/v1/object/public/products/images/97924273.jpg | https://avfvouczlgbtrhtqgokx.supabase.co/storage/v1/object/public/products/curves/97924273_curve.png | https://avfvouczlgbtrhtqgokx.supabase.co/storage/v1/object/public/products/drawings/97924273_drawing.png |  |  | 5 | LühijuhendidMAGNA3 model D, Terminal connected (Quick Guide); LühijuhendidMAGNA3, Plug connected (Quick Guide); MAGNA1, MAGNA3, Terminal connected versions, Pump head, clamp, O-ring, (Service kit instruction); MAGNA3 (Plug-connected versions / Pump head - clamp - O-ring) (Service kit instruction); MAGNA3, Sensor cap, Plug and terminal connected versions (Service kit instruction) |  | CE,VDE,EAC,MOROCCO,UKCA,TSE,RCM,UkrSEPRO | [5 empty] | 10.7 kg | [8 empty] | 0.18 | CN ROHS,WEEE | [6 empty] | F | [7 empty] | IPX4D | [15 empty] | 98 W | 16 bar | [7 empty] | 0.87 A |  |  |  | 3030 p/min |  |  |  |  | 0.11 A | [11 empty] | E |  |  | 9.7 kg | 7.99 m³/h | [9 empty] | 12 W | [7 empty] | 220 mm |  |  |  |  | PN 16 | [8 empty] | Valumalm | Vesi | [12 empty] | DN 40 | [14 empty] | 0.019 m³ |  |  | 110 |  | 983.2 kg/m³ |  | 84137030 |  | 40 dm | 2.59 m | Composite |  |  |  | DIN |  |  |  |  | 60 °C | -10 .. 110 °C |  |  |  |  | 50 / 60 Hz | [6 empty] | 0 .. 40 °C
97924266 | MAGNA3 40-40 F 220 1x230V PN6/10 | Magna3 | 5 | 900.9862 |  | Jah | Jah | MAGNA3 40-40 F 220 1x230V PN6/10 Ringluspump | Autoadapt, Energiasäästlik, Grundfos, Küte, Tsirkulatsioonipump, Vaikne | 10.82 | 26 | 23 | 29.5 | magna3-40-40-f-220-1x230v-pn610 | https://avfvouczlgbtrhtqgokx.supabase.co/storage/v1/object/public/products/images/97924266.jpg | https://avfvouczlgbtrhtqgokx.supabase.co/storage/v1/object/public/products/curves/97924266_curve.png | https://avfvouczlgbtrhtqgokx.supabase.co/storage/v1/object/public/products/drawings/97924266_drawing.png |  |  | 5 | LühijuhendidMAGNA3 model D, Terminal connected (Quick Guide); LühijuhendidMAGNA3, Plug connected (Quick Guide); MAGNA1, MAGNA3, Terminal connected versions, Pump head, clamp, O-ring, (Service kit instruction); MAGNA3 (Plug-connected versions / Pump head - clamp - O-ring) (Service kit instruction); MAGNA3, Sensor cap, Plug and terminal connected versions (Service kit instruction) |  | CE,VDE,EAC,MOROCCO,UKCA,TSE,RCM,UkrSEPRO | [5 empty] | 10.8 kg | [7 empty] | 380792041 | 0.18 | CN ROHS,WEEE |  | 4615361 |  |  |  |  | F | [7 empty] | IPX4D | [15 empty] | 98 W | [8 empty] | 0.87 A |  |  |  | 3030 p/min |  |  |  |  | 0.11 A | [11 empty] | E |  |  | 9.93 kg | 7.99 m³/h |  | 1 x 230 V |  |  |  | 9042339 |  |  |  | 12 W | [7 empty] | 220 mm |  |  |  |  | PN 6/10 | [8 empty] | Valumalm | Vesi | [5 empty] | DE | [6 empty] | DN 40 | [5 empty] | 5732583 | [8 empty] | 0.019 m³ |  |  | 110 |  | 983.2 kg/m³ |  | 84137030 |  | 40 dm | 2.59 m | Composite |  |  |  | DIN |  |  |  |  | 60 °C | -10 .. 110 °C |  |  |  |  | 50 / 60 Hz | [6 empty] | 0 .. 40 °C
97924274 | MAGNA3 40-60 F 220 1x230V PN16 | Magna3 | 5 | 1146.227 |  | Jah | Jah | MAGNA3 40-60 F 220 1x230V PN16 Ringluspump | Autoadapt, Energiasäästlik, Grundfos, Küte, Tsirkulatsioonipump, Vaikne | 10.85 | 26 | 23 | 29.5 | magna3-40-60-f-220-1x230v-pn16 | https://avfvouczlgbtrhtqgokx.supabase.co/storage/v1/object/public/products/images/97924274.jpg | https://avfvouczlgbtrhtqgokx.supabase.co/storage/v1/object/public/products/curves/97924274_curve.png | https://avfvouczlgbtrhtqgokx.supabase.co/storage/v1/object/public/products/drawings/97924274_drawing.png |  |  | 5 | LühijuhendidMAGNA3 model D, Terminal connected (Quick Guide); LühijuhendidMAGNA3, Plug connected (Quick Guide); MAGNA1, MAGNA3, Terminal connected versions, Pump head, clamp, O-ring, (Service kit instruction); MAGNA3 (Plug-connected versions / Pump head - clamp - O-ring) (Service kit instruction); MAGNA3, Sensor cap, Plug and terminal connected versions (Service kit instruction) |  | CE,VDE,EAC,MOROCCO,UKCA,TSE,RCM,UkrSEPRO | [5 empty] | 10.8 kg | [9 empty] | CN ROHS,WEEE | [6 empty] | F | [7 empty] | IPX4D | [15 empty] | 185 W | 16 bar | [7 empty] | 1.58 A |  |  |  | 3720 p/min |  |  |  |  | 0.11 A | [11 empty] | E |  |  | 9.7 kg | 9.4 m³/h |  | 1 x 230 V | [7 empty] | 12 W | [7 empty] | 220 mm |  |  |  |  | PN 16 | [8 empty] | Valumalm | Vesi | [5 empty] | DE | [6 empty] | DN 40 | [14 empty] | 0.019 m³ |  |  | 110 |  | 983.2 kg/m³ |  | 84137030 |  | 60 dm | 4.28 m | Composite |  |  |  | DIN |  |  |  |  | 60 °C | -10 .. 110 °C |  |  |  |  | 50 / 60 Hz | [6 empty] | 0 .. 40 °C
97924267 | MAGNA3 40-60 F 220 1x230V PN6/10 | Magna3 | 5 | 979.2311 |  | Jah | Jah | MAGNA3 40-60 F 220 1x230V PN6/10 Ringluspump | Autoadapt, Energiasäästlik, Grundfos, Küte, Tsirkulatsioonipump, Vaikne | 10.82 | 26 | 23 | 29.5 | magna3-40-60-f-220-1x230v-pn610 | https://avfvouczlgbtrhtqgokx.supabase.co/storage/v1/object/public/products/images/97924267.jpg | https://avfvouczlgbtrhtqgokx.supabase.co/storage/v1/object/public/products/curves/97924267_curve.png | https://avfvouczlgbtrhtqgokx.supabase.co/storage/v1/object/public/products/drawings/97924267_drawing.png |  |  | 5 | LühijuhendidMAGNA3 model D, Terminal connected (Quick Guide); LühijuhendidMAGNA3, Plug connected (Quick Guide); MAGNA1, MAGNA3, Terminal connected versions, Pump head, clamp, O-ring, (Service kit instruction); MAGNA3 (Plug-connected versions / Pump head - clamp - O-ring) (Service kit instruction); MAGNA3, Sensor cap, Plug and terminal connected versions (Service kit instruction) |  | CE,VDE,EAC,MOROCCO,UKCA,TSE,RCM,UkrSEPRO | [5 empty] | 10.8 kg | [7 empty] | 380792061 |  | CN ROHS,WEEE |  | 4615362 |  |  |  |  | F | [7 empty] | IPX4D | [15 empty] | 185 W | 10 bar | [7 empty] | 1.58 A |  |  |  | 3720 p/min |  |  |  |  | 0.11 A | [11 empty] | E |  |  | 9.7 kg | 9.4 m³/h | [5 empty] | 9042341 |  |  |  | 12 W | [7 empty] | 220 mm |  |  |  |  | PN 6/10 | [8 empty] | Valumalm | Vesi | [5 empty] | DE | [6 empty] | DN 40 | [5 empty] | 5732584 | [8 empty] | 0.019 m³ |  |  | 110 |  | 983.2 kg/m³ |  | 84137030 |  | 60 dm | 4.28 m | Composite |  |  |  | DIN |  |  |  |  | 60 °C | -10 .. 110 °C |  |  |  |  | 50 / 60 Hz | [6 empty] | 0 .. 40 °C
97924275 | MAGNA3 40-80 F 220 1x230V PN16 | Magna3 | 5 | 1427.8838 |  | Jah | Jah | MAGNA3 40-80 F 220 1x230V PN16 Ringluspump | Autoadapt, Energiasäästlik, Grundfos, Küte, Tsirkulatsioonipump, Vaikne | 17.88 | 30 | 30.5 | 42.3 | magna3-40-80-f-220-1x230v-pn16 | https://avfvouczlgbtrhtqgokx.supabase.co/storage/v1/object/public/products/images/97924275.jpg | https://avfvouczlgbtrhtqgokx.supabase.co/storage/v1/object/public/products/curves/97924275_curve.png | https://avfvouczlgbtrhtqgokx.supabase.co/storage/v1/object/public/products/drawings/97924275_drawing.png |  |  | 5 | LühijuhendidMAGNA3 model D, Terminal connected (Quick Guide); LühijuhendidMAGNA3, Plug connected (Quick Guide); MAGNA1, MAGNA3, Terminal connected versions, Pump head, clamp, O-ring, (Service kit instruction); MAGNA3 (Plug-connected versions / Pump head - clamp - O-ring) (Service kit instruction); MAGNA3, Sensor cap, Plug and terminal connected versions (Service kit instruction) |  | CE,VDE,EAC,MOROCCO,UKCA,TSE,RCM,UkrSEPRO | [5 empty] | 17.9 kg | [7 empty] | 380957408 |  | CN ROHS,WEEE | [6 empty] | F | [7 empty] | IPX4D | [15 empty] | 267 W | 16 bar | [7 empty] | 1.26 A |  |  |  | 4320 p/min |  |  |  |  | 0.19 A | [11 empty] | E |  |  | 16.3 kg | 10.89 m³/h |  | 1 x 230 V |  |  |  | 9042665 |  |  |  | 17 W | [7 empty] | 220 mm |  |  |  |  | PN 16 | [8 empty] | Valumalm | Vesi | [12 empty] | DN 40 | [14 empty] | 0.039 m³ |  |  | 110 |  | 983.2 kg/m³ |  | 84137030 |  | 80 dm | 5.564 m | Composite |  |  |  | DIN |  |  |  |  | 60 °C | -10 .. 110 °C |  |  |  |  | 50 / 60 Hz | [6 empty] | 0 .. 40 °C
97924268 | MAGNA3 40-80 F 220 1x230V PN6/10 | Magna3 | 5 | 1221.0179 |  | Jah | Jah | MAGNA3 40-80 F 220 1x230V PN6/10 Ringluspump | Autoadapt, Energiasäästlik, Grundfos, Küte, Tsirkulatsioonipump, Vaikne | 17.92 | 30 | 30.5 | 42.3 | magna3-40-80-f-220-1x230v-pn610 | https://avfvouczlgbtrhtqgokx.supabase.co/storage/v1/object/public/products/images/97924268.jpg | https://avfvouczlgbtrhtqgokx.supabase.co/storage/v1/object/public/products/curves/97924268_curve.png | https://avfvouczlgbtrhtqgokx.supabase.co/storage/v1/object/public/products/drawings/97924268_drawing.png |  |  | 5 | LühijuhendidMAGNA3 model D, Terminal connected (Quick Guide); LühijuhendidMAGNA3, Plug connected (Quick Guide); MAGNA1, MAGNA3, Terminal connected versions, Pump head, clamp, O-ring, (Service kit instruction); MAGNA3 (Plug-connected versions / Pump head - clamp - O-ring) (Service kit instruction); MAGNA3, Sensor cap, Plug and terminal connected versions (Service kit instruction) |  | CE,VDE,EAC,MOROCCO,UKCA,TSE,RCM,UkrSEPRO | [5 empty] | 17.9 kg | [7 empty] | 380952408 |  | CN ROHS,WEEE |  | 4615146 |  |  |  |  | F | [7 empty] | IPX4D | [15 empty] | 267 W | 10 bar | [7 empty] | 1.26 A |  |  |  | 4320 p/min |  |  |  |  | 0.19 A | [11 empty] | E |  |  | 16.3 kg | 10.89 m³/h |  | 1 x 230 V |  |  |  | 9042659 |  |  |  | 17 W | [7 empty] | 220 mm |  |  |  |  | PN 6/10 | [8 empty] | Valumalm | Vesi | [5 empty] | DE | [6 empty] | DN 40 | [5 empty] | 5732487 | [8 empty] | 0.039 m³ |  |  | 110 |  | 983.2 kg/m³ |  | 84137030 |  | 80 dm | 5.564 m | Composite |  |  |  | DIN |  |  |  |  | 60 °C | -10 .. 110 °C |  |  |  |  | 50 / 60 Hz | [6 empty] | 0 .. 40 °C
92712336 | SB 3-35 AW 230V 50Hz 15m Schuko, GAS | SB | 5 | 602.3465 |  | Jah | Jah | SB 3-35 AW 230V 50Hz 15m Schuko, GAS Salvkaevupump | Grundfos, Salvkaevupump, Sukelpump | 13.7 | 67.8 | 21.1 | 31.6 | sb-3-35-aw-230v-50hz-15m-schuko-gas | https://avfvouczlgbtrhtqgokx.supabase.co/storage/v1/object/public/products/images/92712336.jpg | https://avfvouczlgbtrhtqgokx.supabase.co/storage/v1/object/public/products/curves/92712336_curve.png | https://avfvouczlgbtrhtqgokx.supabase.co/storage/v1/object/public/products/drawings/92712336_drawing.png | [11 empty] | 13.7 kg |  |  |  | 0.934 |  |  |  | 391363235 |  |  | YES |  | Y |  |  |  | F |  | Float switch (Yes/No) Y |  |  |  | H07RN-F 3G1 |  | IPX8 | ISO9906:2012 3B |  |  |  | 12 µF/450 V |  |  |  | 12 A | 15 m | [8 empty] | 1 mm | [6 empty] | 10 m | [22 empty] | 12.7 kg | 3.01 m³/h |  |  | 3.5 A |  |  | 9040067 | [7 empty] | 4-9 | [6 empty] | Schuko plug |  | PN 6 | [5 empty] | G 1" |  |  | Composite | Vesi |  |  | PP - GF30 |  |  |  | 0.47 kW | 2800 p/min |  | 0.75 kW | [8 empty] | 5858001 |  | NO | [6 empty] | 0.045 m³ |  |  |  |  | 998.2 kg/m³ |  | 84137029 | CE | 34 m | 29.2 m | Composite | 3 | [5 empty] | FLOATING STRAINER |  | 20 °C | 0 .. 40 °C |  |  |  |  | 50 Hz | [6 empty] | -10 .. 50 °C
92712335 | SB 3-35 MW 230V 50Hz 15m Schuko, GAS | SB | 5 | 583.4077 |  | Jah | Jah | SB 3-35 MW 230V 50Hz 15m Schuko, GAS Salvkaevupump | Grundfos, Salvkaevupump, Sukelpump | 13.5 | 67.8 | 21.1 | 31.6 | sb-3-35-mw-230v-50hz-15m-schuko-gas | https://avfvouczlgbtrhtqgokx.supabase.co/storage/v1/object/public/products/images/92712335.jpg | https://avfvouczlgbtrhtqgokx.supabase.co/storage/v1/object/public/products/curves/92712335_curve.png | https://avfvouczlgbtrhtqgokx.supabase.co/storage/v1/object/public/products/drawings/92712335_drawing.png | [11 empty] | 13.5 kg |  |  |  | 0.934 |  |  |  | 391362235 |  |  | YES |  | N |  |  |  | F |  | Float switch (Yes/No) N |  |  |  | H07RN-F 3G1 |  | IPX8 | ISO9906:2012 3B |  |  |  | 12 µF/450 V |  |  |  | 12 A | 15 m | [8 empty] | 1 mm | [6 empty] | 10 m | [22 empty] | 12.5 kg | 3.01 m³/h |  | 1 x 220-240 V | 3.5 A |  |  | 9040066 | [7 empty] | 4-9 | [6 empty] | Schuko plug |  | PN 6 | [5 empty] | G 1" |  |  | Composite | Vesi |  |  | PP - GF30 |  |  |  | 0.47 kW | 2800 p/min |  | 0.75 kW | [8 empty] | 5858002 |  | NO | [6 empty] | 0.045 m³ |  |  |  |  | 998.2 kg/m³ |  |  | CE | 34 m | 29.2 m | Composite | 3 | [5 empty] | FLOATING STRAINER |  | 20 °C | 0 .. 40 °C |  |  |  |  | 50 Hz | [6 empty] | -10 .. 50 °C
92712340 | SB 3-45 A 230V 50Hz 15m Schuko, GAS | SB | 5 | 520.9353 |  | Jah | Jah | SB 3-45 A 230V 50Hz 15m Schuko, GAS Salvkaevupump | Grundfos, Salvkaevupump, Sukelpump | 13.2 | 56.8 | 21.1 | 27.6 | sb-3-45-a-230v-50hz-15m-schuko-gas | https://avfvouczlgbtrhtqgokx.supabase.co/storage/v1/object/public/products/images/92712340.jpg | https://avfvouczlgbtrhtqgokx.supabase.co/storage/v1/object/public/products/curves/92712340_curve.png | https://avfvouczlgbtrhtqgokx.supabase.co/storage/v1/object/public/products/drawings/92712340_drawing.png | [11 empty] | 13.2 kg |  |  |  | 0.946 |  |  |  | 391361245 |  |  | YES | 4822625 | Y |  |  |  | F |  | Float switch (Yes/No) Y |  |  |  | H07RN-F 3G1 |  | IPX8 | ISO9906:2012 3B |  |  |  | 12 µF/450 V |  |  |  | 12 A | 15 m | [8 empty] | 1 mm | [6 empty] | 10 m | [22 empty] | 12.2 kg | 3.01 m³/h |  | 1 x 220-240 V | 4 A |  |  | 9040068 | [7 empty] | 4-9 | [6 empty] | Schuko plug |  | PN 6 | [5 empty] | G 1" |  |  | Composite | Vesi |  |  | PP - GF30 |  |  |  | 0.55 kW | 2800 p/min |  | 0.9 kW | [8 empty] | 5858003 |  | NO | [6 empty] | 0.033 m³ |  |  |  |  | 998.2 kg/m³ |  |  | CE | 45 m | 33.4 m | Composite | 3 | [5 empty] | STRAINER |  | 20 °C | 0 .. 40 °C |  |  |  |  | 50 Hz | [6 empty] | -10 .. 50 °C
92713068 | SBA 3-45 A 230V 50Hz 15m Schuko, GAS | SBA | 5 | 587.9603 |  | Jah | Jah | SBA 3-45 A 230V 50Hz 15m Schuko, Automaatne salvkaevupump | Automaatne, Grundfos, Salvkaevupump, Sukelpump | 14.2 | 68.8 | 21.1 | 27.7 | sba-3-45-a-230v-50hz-15m-schuko-gas | https://avfvouczlgbtrhtqgokx.supabase.co/storage/v1/object/public/products/images/92713068.jpg | https://avfvouczlgbtrhtqgokx.supabase.co/storage/v1/object/public/products/curves/92713068_curve.png | https://avfvouczlgbtrhtqgokx.supabase.co/storage/v1/object/public/products/drawings/92713068_drawing.png |  |  |  |  | N | [6 empty] | 14.2 kg |  |  |  | 0.951 |  |  |  | 391367245 |  |  | YES | 4822622 | Y |  |  |  | F |  | Float switch (Yes/No) Y |  |  |  | H07RN-F 3G1 |  | IPX8 | ISO9906:2012 3B |  |  |  | 12 µF/450 V |  | 2.2 bar |  | 12 A | 15 m | [8 empty] | 1 mm | [6 empty] | 10 m | [22 empty] | 13.2 kg | 3 m³/h |  | 1 x 220-240 V | 4 A |  |  | 9040076 | [7 empty] | 4-9 | [6 empty] | Schuko plug |  | PN 6 | [5 empty] | G 1" |  |  | Composite | Vesi |  |  | PP - GF30 |  |  | IT | 0.55 kW | 2800 p/min |  | 0.9 kW | [8 empty] | 5858011 |  | YES | [6 empty] | 0.04 m³ |  |  |  |  | 998.2 kg/m³ |  | 84137029 | CE | 45 m | 32.6 m | Composite | 3 | [5 empty] | STRAINER |  | 20 °C | 0 .. 40 °C |  |  |  |  | 50 Hz | [6 empty] | -10 .. 50 °C
92713101 | SBA 3-45 AW 230V 50Hz 15m Schuko, GAS | SBA | 5 | 715.5616 |  | Jah | Jah | SBA 3-45 AW 230V 50Hz 15m Schuko, Automaatne salvkaevupump | Automaatne, Grundfos, Salvkaevupump, Sukelpump | 14.7 | 79.8 | 21.1 | 31.6 | sba-3-45-aw-230v-50hz-15m-schuko-gas | https://avfvouczlgbtrhtqgokx.supabase.co/storage/v1/object/public/products/images/92713101.jpg | https://avfvouczlgbtrhtqgokx.supabase.co/storage/v1/object/public/products/curves/92713101_curve.png | https://avfvouczlgbtrhtqgokx.supabase.co/storage/v1/object/public/products/drawings/92713101_drawing.png |  |  |  |  | N | [6 empty] | 14.7 kg |  |  |  | 0.951 |  |  |  | 391368245 |  |  | YES | 4822624 | Y |  |  |  | F |  | Float switch (Yes/No) Y |  |  |  | H07RN-F 3G1 |  | IPX8 | ISO9906:2012 3B |  |  |  | 12 µF/450 V |  | 2.2 bar |  | 12 A | 15 m | [8 empty] | 1 mm | [6 empty] | 10 m | [22 empty] | 13.7 kg | 3 m³/h |  | 1 x 220-240 V | 4 A |  |  | 9040077 | [7 empty] | 4-9 | [6 empty] | Schuko plug |  | PN 6 | [5 empty] | G 1" |  |  | Composite | Vesi |  |  | PP - GF30 |  |  |  | 0.55 kW | 2800 p/min |  | 0.9 kW | [8 empty] | 5858012 |  | YES | [6 empty] | 0.053 m³ |  |  |  |  | 998.2 kg/m³ |  | 84137029 | CE | 45 m | 32.6 m | Composite | 3 | [5 empty] | FLOATING STRAINER |  | 20 °C | 0 .. 40 °C |  |  |  |  | 50 Hz | [6 empty] | -10 .. 50 °C
92713100 | SBA 3-45 MW 230V 50Hz 15m Schuko, GAS | SBA | 5 | 684.9681 |  | Jah | Jah | SBA 3-45 MW 230V 50Hz 15m Schuko, Automaatne salvkaevupump | Automaatne, Grundfos, Salvkaevupump, Sukelpump | 14.5 | 79.8 | 21.1 | 31.6 | sba-3-45-mw-230v-50hz-15m-schuko-gas | https://avfvouczlgbtrhtqgokx.supabase.co/storage/v1/object/public/products/images/92713100.jpg | https://avfvouczlgbtrhtqgokx.supabase.co/storage/v1/object/public/products/curves/92713100_curve.png | https://avfvouczlgbtrhtqgokx.supabase.co/storage/v1/object/public/products/drawings/92713100_drawing.png |  |  |  |  | N | [6 empty] | 14.5 kg |  |  |  | 0.951 |  |  |  | 391369245 |  |  | YES | 4822623 | N |  |  |  | F |  | Float switch (Yes/No) N |  |  |  | H07RN-F 3G1 |  | IPX8 | ISO9906:2012 3B |  |  |  | 12 µF/450 V |  | 2.2 bar |  | 12 A | 15 m | [8 empty] | 1 mm | [6 empty] | 10 m | [22 empty] | 13.5 kg | 3 m³/h |  | 1 x 220-240 V | 4 A |  |  | 9040081 | [7 empty] | 4-9 | [6 empty] | Schuko plug |  | PN 6 | [5 empty] | G 1" |  |  | Composite | Vesi |  |  | PP - GF30 |  |  |  | 0.55 kW | 2800 p/min |  | 0.9 kW | [8 empty] | 5858016 |  | YES | [6 empty] | 0.053 m³ |  |  |  |  | 998.2 kg/m³ |  | 84137029 | CE | 45 m | 32.6 m | Composite | 3 | [5 empty] | FLOATING STRAINER |  | 20 °C | 0 .. 40 °C |  |  |  |  | 50 Hz | [6 empty] | -10 .. 50 °C
92834170 | SBA3-45 M 230V 50Hz 15m Schuko, GAS IT | SBA | 5 | 574.5703 |  | Jah | Jah | SBA3-45 M 230V 50Hz 15m Schuko, Automaatne salvkaevupump | Automaatne, Grundfos, Mugav, Salvkaevupump, Sukelpump | 14 | 68.8 | 21.1 | 27.7 | sba3-45-m-230v-50hz-15m-schuko-gas-it | https://avfvouczlgbtrhtqgokx.supabase.co/storage/v1/object/public/products/images/92834170.jpg | https://avfvouczlgbtrhtqgokx.supabase.co/storage/v1/object/public/products/curves/92834170_curve.png | https://avfvouczlgbtrhtqgokx.supabase.co/storage/v1/object/public/products/drawings/92834170_drawing.png |  |  |  |  | N | [6 empty] | 14 kg |  |  |  | 0.951 |  |  |  | 391366245 |  |  | YES | 4822630 | N |  |  |  | F |  | Float switch (Yes/No) N |  |  |  | H07RN-F 3G1 |  | IPX8 | ISO9906:2012 3B |  |  |  | 12 µF/450 V |  | 2.2 bar |  | 12 A | 15 m | [8 empty] | 1 mm | [6 empty] | 10 m | [22 empty] | 13 kg | 3 m³/h |  | 1 x 220-240 V | 4 A |  |  | 9040082 | [7 empty] | 4-9 | [6 empty] | Schuko plug |  | PN 6 | [5 empty] | G 1" |  |  | Composite | Vesi |  |  | PP - GF30 |  |  | IT | 0.55 kW | 2800 p/min |  | 0.9 kW | [8 empty] | 5858017 |  | YES | [6 empty] | 0.04 m³ |  |  |  |  | 998.2 kg/m³ |  | 84137029 | CE | 45 m | 32.6 m | Composite | 3 | [5 empty] | STRAINER |  | 20 °C | 0 .. 40 °C |  |  |  |  | 50 Hz | [6 empty] | -10 .. 50 °C
99530403 | SCALA1 3-25 1x230V 50Hz SCHUKO | Scala1 | 5 | 452.0464 |  | Jah | Jah | SCALA1 3-25 1x230V 50Hz SCHUKO Rõhutõstepump | Automaatne, Grundfos, Salvkaevupump, Vaikne | 13.4 | 55 | 24 | 34.5 | scala1-3-25-1x230v-50hz-schuko | https://avfvouczlgbtrhtqgokx.supabase.co/storage/v1/object/public/products/images/99530403.jpg | https://avfvouczlgbtrhtqgokx.supabase.co/storage/v1/object/public/products/curves/99530403_curve.png | https://avfvouczlgbtrhtqgokx.supabase.co/storage/v1/object/public/products/drawings/99530403_drawing.png | [6 empty] | WRAS,ACS |  |  |  |  | 13.4 kg | [15 empty] | 1 inch | F | [7 empty] | IPX4D | ISO9906:2012 3B | [5 empty] | 1.2 bar |  |  |  | 1.5 m | [5 empty] | 8 bar | [10 empty] | 5 bar | [17 empty] | A |  |  | 11.4 kg | 3 m³/h |  | 1 x 230 V | 2.47 A | [5 empty] | 550 W | [11 empty] | Schuko plug |  | PN 8 | [8 empty] | Composite | Vesi | [6 empty] | 0.36 kW | [10 empty] | 1 inch |  | -40 .. 70 °C | [7 empty] | 0.046 m³ |  |  |  |  | 998.2 kg/m³ | Type E/F (CEE7/7) |  | CE,MORO,SEPRO,AAA | 25 m | 19.4 m | Composite | [6 empty] | R | R | 20 °C | 0 .. 45 °C |  |  |  |  | 50 Hz |  |  |  |  | BVBP |  | 0 .. 55 °C
99530404 | SCALA1 3-35 1x230V 50Hz SCHUKO | Scala1 | 5 | 452.0464 |  | Jah | Jah | SCALA1 3-35 1x230V 50Hz SCHUKO Rõhutõstepump | Automaatne, Grundfos, Salvkaevupump, Vaikne | 13.5 | 55 | 24 | 34.5 | scala1-3-35-1x230v-50hz-schuko | https://avfvouczlgbtrhtqgokx.supabase.co/storage/v1/object/public/products/images/99530404.jpg | https://avfvouczlgbtrhtqgokx.supabase.co/storage/v1/object/public/products/curves/99530404_curve.png | https://avfvouczlgbtrhtqgokx.supabase.co/storage/v1/object/public/products/drawings/99530404_drawing.png | [6 empty] | WRAS,ACS |  |  |  |  | 13.5 kg | [11 empty] | 4732547 |  |  |  | 1 inch | F | [7 empty] | IPX4D | ISO9906:2012 3B | [5 empty] | 1.5 bar |  |  |  | 1.5 m | [16 empty] | 4 bar | [17 empty] | A |  |  | 11.5 kg | 3 m³/h |  | 1 x 230 V | 3.25 A | [5 empty] | 750 W | [11 empty] | Schuko plug |  | PN 8 | [8 empty] | Composite | Vesi | [5 empty] | HU | 0.45 kW | [10 empty] | 1 inch | 5855730 | -40 .. 70 °C | [7 empty] | 0.046 m³ |  |  |  |  | 998.2 kg/m³ | Type E/F (CEE7/7) | 84137075 | CE,MORO,SEPRO,AAA | 36 m | 25 m | Composite | [6 empty] | R | R | 20 °C | 0 .. 45 °C |  |  |  |  | 50 Hz |  |  |  |  | BVBP |  | 0 .. 55 °C
99530405 | SCALA1 3-45 1x230V 50Hz SCHUKO | Scala1 | 5 | 499.5113 |  | Jah | Jah | SCALA1 3-45 1x230V 50Hz SCHUKO Rõhutõstepump | Automaatne, Grundfos, Salvkaevupump, Vaikne | 14 | 55 | 24 | 34.5 | scala1-3-45-1x230v-50hz-schuko | https://avfvouczlgbtrhtqgokx.supabase.co/storage/v1/object/public/products/images/99530405.jpg | https://avfvouczlgbtrhtqgokx.supabase.co/storage/v1/object/public/products/curves/99530405_curve.png | https://avfvouczlgbtrhtqgokx.supabase.co/storage/v1/object/public/products/drawings/99530405_drawing.png | [6 empty] | WRAS,ACS |  |  |  |  | 14 kg | [7 empty] | 385183045 |  |  |  | 4732545 |  |  |  | 1 inch | F | [7 empty] | IPX4D | ISO9906:2012 3B | [5 empty] | 2.2 bar |  |  |  | 1.5 m | [5 empty] | 8 bar | [10 empty] | 3 bar | [17 empty] | A |  |  | 12 kg | 3 m³/h |  | 1 x 230 V | 3.85 A |  |  | 9045229 |  |  | 900 W | [11 empty] | Schuko plug |  | PN 8 | [8 empty] | Composite | Vesi | [5 empty] | HU | 0.58 kW | [10 empty] | 1 inch | 5854000 | -40 .. 70 °C | [7 empty] | 0.046 m³ |  |  |  |  | 998.2 kg/m³ | Type E/F (CEE7/7) | 84137075 | CE,MORO,SEPRO,AAA | 44 m | 29.2 m | Composite | [6 empty] | R | R | 20 °C | 0 .. 45 °C |  |  |  |  | 50 Hz |  |  |  |  | BVBP |  | 0 .. 55 °C
92929476 | SCALA1 5-35 1x230V 50Hz No plug CE | Scala1 | 5 | 544.1696 |  | Jah | Jah | SCALA1 5-35 1x230V 50Hz Rõhutõstepump, ilma pistikuta | Automaatne, Grundfos, Salvkaevupump, Vaikne | 13.5 | 55 | 24 | 34.5 | scala1-5-35-1x230v-50hz-no-plug-ce | https://avfvouczlgbtrhtqgokx.supabase.co/storage/v1/object/public/products/images/92929476.jpg | https://avfvouczlgbtrhtqgokx.supabase.co/storage/v1/object/public/products/curves/92929476_curve.png | https://avfvouczlgbtrhtqgokx.supabase.co/storage/v1/object/public/products/drawings/92929476_drawing.png | [6 empty] | WRAS,ACS |  |  |  |  | 13.5 kg | [15 empty] | 1 inch | F | [7 empty] | IPX4D | ISO9906:2012 3B | [5 empty] | 1.5 bar |  |  |  | 1.5 m | [5 empty] | 8 bar | [10 empty] | 4 bar | [17 empty] | A |  |  | 11.5 kg | 5 m³/h |  | 1 x 230 V | 3.6 A | [5 empty] | 890 W | [11 empty] | No plug |  | PN 8 | [8 empty] | Composite | Vesi | [6 empty] | 0.45 kW | [10 empty] | 1 inch |  | -40 .. 70 °C | [7 empty] | 0.046 m³ |  |  |  |  | 998.2 kg/m³ | No plug |  | CE | 40 m | 20.3 m | Composite | [6 empty] | R | R | 20 °C | 0 .. 45 °C |  |  |  |  | 50 Hz |  |  |  |  | BVBP |  | 0 .. 55 °C
99530407 | SCALA1 5-55 1x230V 50Hz SCHUKO | Scala1 | 5 | 571.0139 |  | Jah | Jah | SCALA1 5-55 1x230V 50Hz SCHUKO Rõhutõstepump | Automaatne, Grundfos, Salvkaevupump, Vaikne | 16 | 55 | 24 | 34.5 | scala1-5-55-1x230v-50hz-schuko | https://avfvouczlgbtrhtqgokx.supabase.co/storage/v1/object/public/products/images/99530407.jpg | https://avfvouczlgbtrhtqgokx.supabase.co/storage/v1/object/public/products/curves/99530407_curve.png | https://avfvouczlgbtrhtqgokx.supabase.co/storage/v1/object/public/products/drawings/99530407_drawing.png | [6 empty] | WRAS,ACS |  |  |  |  | 16 kg | [11 empty] | 4732546 |  |  |  | 1 inch | F | [7 empty] | IPX4D | ISO9906:2012 3B | [5 empty] | 2.8 bar |  |  |  | 1.5 m | [16 empty] | 2 bar | [17 empty] | A |  |  | 14 kg | 5 m³/h |  | 1 x 230 V | 5.3 A |  |  | 9045231 |  |  | 1200 W | [11 empty] | Schuko plug |  | PN 8 | [8 empty] | Composite | Vesi | [5 empty] | HU | 0.78 kW | [10 empty] | 1 inch | 5854001 | -40 .. 70 °C | [7 empty] | 0.046 m³ |  |  |  |  | 998.2 kg/m³ | Type E/F (CEE7/7) | 84137075 | CE,MORO,SEPRO,AAA | 55 m | 27.8 m | Composite | [6 empty] | R | R | 20 °C | 0 .. 45 °C |  |  |  |  | 50 Hz |  |  |  |  | BVBP |  | 0 .. 55 °C
93013252 | SCALA2 3-45 200-240V 50/60HZ Schuko plug | Scala2 | 5 | 657.4062 |  | Jah | Jah | SCALA2 3-45 200-240V 50/60HZ Schuko pistik, Rõhutõstepump | Grundfos, Rõhutõstepump, Sagedusmuundur, Vaikne | 12.13 | 46.9 | 25.2 | 36.3 | scala2-3-45-200-240v-5060hz-schuko-plug | https://avfvouczlgbtrhtqgokx.supabase.co/storage/v1/object/public/products/images/93013252.jpg | https://avfvouczlgbtrhtqgokx.supabase.co/storage/v1/object/public/products/curves/93013252_curve.png | https://avfvouczlgbtrhtqgokx.supabase.co/storage/v1/object/public/products/drawings/93013252_drawing.png |  |  | 4 | LühijuhendidSCALA2 - EXPERT SETTINGS (Quick Guide); LühijuhendidSCALA2 (Quick Guide); LühijuhendidSCALA2 locking pin (Quick guide); LühijuhendidSCALA2 Mini Quick Guide |  |  | KIWA,WRAS,ACS |  |  |  |  | 12.1 kg | [7 empty] | 385183245 |  |  |  | 4732548 |  |  |  | 1 inch | F |  | Type of connector Type E/F (CEE7/7) | [5 empty] | IPX4D | ISO9906:2012 3B | [9 empty] | 1.5 m |  |  |  | 5200 p/min |  | 10 bar |  |  |  |  | A | 4.6 m³/h |  | 2.8 A |  |  | 6 bar | [5 empty] | 0.01 A | [11 empty] | 2 |  | Europe | 9.8 kg | 3 m³/h | [5 empty] | 1365593 | [8 empty] | EN 10226-1 |  |  |  |  | 550 W | Schuko plug |  |  | Carbon/Ceramic | [7 empty] | Composite | Vesi |  |  | NORYL FE1630PW PPE+PS-GS30 |  |  | RS | 0.45 kW | [10 empty] | 1 inch | 5854027 | -40 .. 70 °C | [7 empty] | 0.043 m³ |  |  |  |  | 998.2 kg/m³ |  | 84137075 | CE,VDE,MORO,UKCA,KC,SEPRO,AAA | 45 m | 27 m | Composite |  | A |  |  | Type E/F (CEE7/7) |  | R | R | 20 °C | 0 .. 45 °C |  |  |  |  | 50 / 60 Hz | [6 empty] | 0 .. 55 °C
97775317 | Sololift2 C-3 | Sololift2 | 5 | 499.4149 |  | Jah | Jah | Sololift2 C-3 Minipumpla | Grundfos, Minipumpla, Väike | 9.3 | 44 | 19.5 | 41.7 | sololift2-c-3 | https://avfvouczlgbtrhtqgokx.supabase.co/storage/v1/object/public/products/images/97775317.jpg | https://avfvouczlgbtrhtqgokx.supabase.co/storage/v1/object/public/products/curves/97775317_curve.png | https://avfvouczlgbtrhtqgokx.supabase.co/storage/v1/object/public/products/drawings/97775317_drawing.png |  |  | 1 | LC A2 (Multi language) (Installation and operating instructions) | [7 empty] | 9.3 kg |  |  |  |  | 0.9 |  |  | 614365632 |  | WEEE |  | 4965315 |  |  |  | 1/-/1.25. -/1.25/1.5 inch | F |  |  | 3X0,75MM2 |  |  |  |  | IP44 | ISO9906:2012 3B | [9 empty] | 1.2 m | [7 empty] | 10 mm |  |  |  | 3.4 l/s | [25 empty] | 6.81 kg | 1.7 l/s |  | 1 x 220-240 V | 3.1 A |  |  | 9045711 |  |  |  |  | PLASTIC | [5 empty] | 2 |  | H05VV-F-3G | 640 W | SCHUKO |  | PN 1,5 |  | 2800 p/min | [6 empty] | Composite | [6 empty] | RS | 0.42 kW | [6 empty] | 32/36/40, 36/40/50 | 22/25/28/32/36/40 |  |  | 0.5/0.75/-/-/1.25 inch | 5886547 |  |  |  | 6 l |  |  |  |  | 0.036 m³ |  | THERMIK S06-140-05 |  |  | 998.2 kg/m³ |  | 84137021 | CE,SEPRO,CHROHS,MORO,AAA | 8.5 m | 5.95 m | Polymer - PA | [5 empty] | VORTEX | Smooth pipe | Smooth pipe | 20 °C | 0 .. 75 °C |  |  |  |  | 50 Hz | [6 empty] | 0 .. 40 °C
97775316 | Sololift2 CWC-3 | Sololift2 | 5 | 554.9459 |  | Jah | Jah | Sololift2 CWC-3 Reovee minipumpla | Grundfos, Minipumpla, Purusti, Väike | 9.69 | 52.2 | 19.2 | 44.5 | sololift2-cwc-3 | https://avfvouczlgbtrhtqgokx.supabase.co/storage/v1/object/public/products/images/97775316.jpg | https://avfvouczlgbtrhtqgokx.supabase.co/storage/v1/object/public/products/curves/97775316_curve.png | https://avfvouczlgbtrhtqgokx.supabase.co/storage/v1/object/public/products/drawings/97775316_drawing.png |  |  | 1 | LC A2 (Multi language) (Installation and operating instructions) | [7 empty] | 9.69 kg |  |  |  |  | 0.92 |  |  | 614364632 |  | WEEE |  | 4965314 |  |  |  | 1/-/1.25. -/1.25/1.5. 4 inch | F |  |  | 3X0,75MM2 |  |  |  |  | IP44 | ISO9906:2012 3B | [9 empty] | 1.2 m | [7 empty] | 25 mm |  |  |  | 2.28 l/s | [25 empty] | 7.18 kg | 1.32 l/s |  | 1 x 220-240 V | 3 A |  |  | 9045712 |  |  |  |  | PLASTIC | [5 empty] | 2 |  | H05VV-F-3G | 620 W | SCHUKO |  | PN 1,5 |  | 2800 p/min | [6 empty] | Composite | [7 empty] | 0.42 kW | [6 empty] | 32/36/40, 36/40/50, DN 100 | 22/25/28/32/36/40 |  |  | 0.5/0.75/-/-/1.25 inch | 5885483 |  |  |  | 9 l |  |  |  |  | 0.045 m³ |  | THERMIK S06-150-05 |  |  | 998.2 kg/m³ |  | 84137021 | CE,SEPRO,CHROHS,MORO,AAA | 8.5 m | 5.88 m | Polymer - PPE | [5 empty] | VORTEX with GRINDER | Smooth pipe | Smooth pipe | 20 °C | 0 .. 50 °C |  |  |  |  | 50 Hz | [6 empty] | 0 .. 40 °C
97775318 | Sololift2 D-2 | Sololift2 | 5 | 395.7441 |  | Jah | Jah | Sololift2 D-2 Minipumpla | Grundfos, Madal, Minipumpla, Väike | 6.25 | 39.2 | 23.8 | 23.6 | sololift2-d-2 | https://avfvouczlgbtrhtqgokx.supabase.co/storage/v1/object/public/products/images/97775318.jpg | https://avfvouczlgbtrhtqgokx.supabase.co/storage/v1/object/public/products/curves/97775318_curve.png | https://avfvouczlgbtrhtqgokx.supabase.co/storage/v1/object/public/products/drawings/97775318_drawing.png |  |  | 1 | LC A2 (Multi language) (Installation and operating instructions) | [7 empty] | 6.25 kg |  |  |  |  | 0.95 |  |  | 614366632 |  | WEEE |  | 4965317 |  |  |  | 1.25/1.5 inch | F |  |  | 3X0,75MM2 |  |  |  |  | IP44 | ISO9906:2012 3B | [9 empty] | 1.2 m | [7 empty] | 10 mm |  |  |  | 1.98 l/s | [25 empty] | 4.27 kg | 1.06 l/s |  |  | 1.3 A |  |  | 9045713 |  |  |  |  | PLASTIC | [5 empty] | 2 |  | H05VV-F-3G | 280 W | SCHUKO |  | PN 1,5 |  | 2800 p/min | [6 empty] | Composite | [6 empty] | RS | 0.16 kW | [6 empty] | 36/40/50 | 22/32 |  |  | 0.75/1 inch | 5886548 |  |  |  | 2 l |  |  |  |  | 0.022 m³ |  | THERMIK S06-160-05 |  |  | 998.2 kg/m³ |  | 84137021 | CE,SEPRO,CHROHS,MORO,AAA | 5.5 m | 3.26 m | Polymer - PA | [5 empty] | VORTEX | Smooth pipe | Smooth pipe | 20 °C | 0 .. 50 °C |  |  |  |  | 50 Hz | [6 empty] | 0 .. 40 °C
97775314 | Sololift2 WC-1 | Sololift2 | 5 | 441.5701 |  | Jah | Jah | Sololift2 WC-1, Reovee minipumpla | Grundfos, Minipumpla, Purusti, Väike | 9.06 | 54 | 22.7 | 42.3 | sololift2-wc-1 | https://avfvouczlgbtrhtqgokx.supabase.co/storage/v1/object/public/products/images/97775314.jpg | https://avfvouczlgbtrhtqgokx.supabase.co/storage/v1/object/public/products/curves/97775314_curve.png | https://avfvouczlgbtrhtqgokx.supabase.co/storage/v1/object/public/products/drawings/97775314_drawing.png |  |  | 1 | LC A2 (Multi language) (Installation and operating instructions) | [7 empty] | 9.06 kg |  |  |  |  | 0.92 |  |  | 614363432 |  | WEEE |  | 4965312 |  |  |  | 1/-/1.25. 4 inch | F |  |  | 3X0,75MM2 |  |  |  |  | IP44 | ISO9906:2012 3B | [9 empty] | 1.2 m | [7 empty] | 25 mm |  |  |  | 2.48 l/s | [25 empty] | 7.22 kg | 1.37 l/s |  | 1 x 220-240 V | 3 A |  |  | 9045714 |  |  |  |  | PLASTIC | [5 empty] | 2 |  | H05VV-F-3G | 620 W | SCHUKO |  | PN 1,5 |  | 2800 p/min | [6 empty] | Composite | [6 empty] | RS | 0.42 kW | [6 empty] | 32/36/40, DN 100 | 22/25/28/32/36/40 |  |  | 0.5/0.75/-/-/1.25 inch | 5886545 |  |  |  | 9 l |  |  |  |  | 0.052 m³ |  | THERMIK S06-150-05 |  |  | 998.2 kg/m³ |  | 84137021 | CE,SEPRO,CHROHS,MORO,AAA | 8.5 m | 6.21 m | Polymer - PPE | [5 empty] | VORTEX with GRINDER | Smooth pipe | Smooth pipe | 20 °C | 0 .. 50 °C |  |  |  |  | 50 Hz | [6 empty] | 0 .. 40 °C
97775315 | Sololift2 WC-3 | Sololift2 | 5 | 535.6643 |  | Jah | Jah | Sololift2 WC-3 Reovee minipumpla | Grundfos, Minipumpla, Purusti, Väike | 9.27 | 54 | 22.7 | 42.3 | sololift2-wc-3 | https://avfvouczlgbtrhtqgokx.supabase.co/storage/v1/object/public/products/images/97775315.jpg | https://avfvouczlgbtrhtqgokx.supabase.co/storage/v1/object/public/products/curves/97775315_curve.png | https://avfvouczlgbtrhtqgokx.supabase.co/storage/v1/object/public/products/drawings/97775315_drawing.png |  |  | 1 | LC A2 (Multi language) (Installation and operating instructions) | [7 empty] | 9.27 kg |  |  |  |  | 0.92 |  |  | 614363632 |  | WEEE |  | 4965313 |  |  |  | 1/-/1.25. -/1.25/1.5. 4 inch | F |  |  | 3X0,75MM2 |  |  |  |  | IP44 | ISO9906:2012 3B | [9 empty] | 1.2 m | [7 empty] | 25 mm |  |  |  | 2.48 l/s | [25 empty] | 7.28 kg | 1.37 l/s |  | 1 x 220-240 V | 3 A |  |  | 9045715 |  |  |  |  | PLASTIC | [5 empty] | 2 |  | H05VV-F-3G | 620 W | SCHUKO |  | PN 1,5 |  | 2800 p/min | [6 empty] | Composite | [6 empty] | RS | 0.42 kW | [6 empty] | 32/36/40, 36/40/50, DN 100 | 22/25/28/32/36/40 |  |  | 0.5/0.75/-/-/1.25 inch | 5886546 |  |  |  | 9 l |  |  |  |  | 0.052 m³ |  | THERMIK S06-150-05 |  |  | 998.2 kg/m³ |  | 84137021 | CE,SEPRO,CHROHS,MORO,AAA | 8.5 m | 6.21 m | Polymer - PPE | [5 empty] | VORTEX with GRINDER | Smooth pipe | Smooth pipe | 20 °C | 0 .. 50 °C |  |  |  |  | 50 Hz | [6 empty] | 0 .. 40 °C
09001K13 | SP2A-13 Rp1¼ 4"3X380-415/50 0.55kW | SP | 5 | 693.5355 |  | Jah | Jah | SP2A-13 Rp1¼ 4"3X380-415/50 0.55kW Puurkaevupump | Grundfos, Puurkaevupump, Roostevaba | 13.03 | 120 | 12 | 11 | sp2a-13-rp1-43x380-41550-055kw | https://avfvouczlgbtrhtqgokx.supabase.co/storage/v1/object/public/products/images/09001K13.jpg | https://avfvouczlgbtrhtqgokx.supabase.co/storage/v1/object/public/products/curves/09001K13_curve.png | https://avfvouczlgbtrhtqgokx.supabase.co/storage/v1/object/public/products/drawings/09001K13_drawing.png |  |  | 2 | Cathodic protection (Quick guide); Flow Sleeves (Quick Guide) |  |  | ACS,DM174 |  | 13 |  |  | 13 kg | 795712 |  |  |  | 0.70-0.64-0.60 |  |  | 388312130 |  | WEEE |  | 4762512 | [5 empty] | B | [6 empty] | IP68 | ISO9906:2012 3B | [6 empty] | otsekäivitus | 470-480-470 % | 1.7 m | [6 empty] | 15 bar | 40 °C | [5 empty] | 15 bar |  |  | 7.8 bar | [5 empty] | 105 mm |  | 0.70 | Roostevaba teras | 79192003 | MS402 | T40 |  | 4 inch | Grundfos |  |  |  | A | Enamelled |  | 11.6 kg | 2 m³/h | 2850-2860-2870 p/min | 3 x 380-400-415 V | 2.00-2.20-2.35 A | 0.55 kW |  | 9040813 | NONE | [11 empty] | FLAT | [8 empty] | 09000013 |  | 0.55 kW |  |  | Vesi | Stainless steel |  |  | 2900 p/min |  | DK |  |  |  |  | PUUDUB | ei | 1 1/4 inch |  |  | SPLINE |  |  | 5852895 |  | YES | [6 empty] | 0.016 m³ |  | välimine |  |  | 998.2 kg/m³ |  | 84137029 | CE,EAC,UKCA,SEPRO,MOROCCO |  | 52 m | Stainless steel |  |  |  | Rp |  |  |  |  | 20 °C | -15 .. 40 °C |  |  |  |  | 50 Hz |  |  |  | LIPSEAL
09001K18 | SP2A-18 Rp1¼ 4"3X380-415/50 0.75kW | SP | 5 | 778.7753 |  | Jah | Jah | SP2A-18 Rp1¼ 4"3X380-415/50 0.75kW Puurkaevupump | Grundfos, Puurkaevupump, Roostevaba | 15.43 | 120 | 12 | 11 | sp2a-18-rp1-43x380-41550-075kw | https://avfvouczlgbtrhtqgokx.supabase.co/storage/v1/object/public/products/images/09001K18.jpg | https://avfvouczlgbtrhtqgokx.supabase.co/storage/v1/object/public/products/curves/09001K18_curve.png | https://avfvouczlgbtrhtqgokx.supabase.co/storage/v1/object/public/products/drawings/09001K18_drawing.png |  |  | 2 | Cathodic protection (Quick guide); Flow Sleeves (Quick Guide) |  |  | ACS,DM174 |  | 18 |  |  | 15.4 kg | 795712 |  |  |  | 0.75-0.72-0.65 |  |  | 388312180 |  | WEEE |  | 4762516 | [5 empty] | B | [6 empty] | IP68 | ISO9906:2012 3B | [6 empty] | otsekäivitus | 480-490-480 % | 1.7 m | [6 empty] | 15 bar | 40 °C | [5 empty] | 15 bar |  |  | 10.8 bar | [5 empty] | 105 mm |  | 0.70 | Roostevaba teras | 79192004 | MS402 | T40 |  | 4 inch | Grundfos |  |  |  |  | Enamelled |  | 14 kg | 2 m³/h | 2850-2860-2870 p/min | 3 x 380-400-415 V | 2.15-2.30-2.40 A | 0.75 kW |  | 9040814 | NONE | [11 empty] | FLAT | [8 empty] | 09000018 |  | 0.75 kW |  |  | Vesi | Stainless steel |  |  | 2900 p/min |  | DK |  |  |  |  | PUUDUB | ei | 1 1/4 inch |  |  | SPLINE |  |  | 5852896 |  | YES | [6 empty] | 0.016 m³ |  | välimine |  |  | 998.2 kg/m³ |  | 84137029 | CE,EAC,UKCA,SEPRO,MOROCCO |  | 72 m | Stainless steel |  |  |  | Rp |  |  |  |  | 20 °C | -15 .. 40 °C |  |  |  |  | 50 Hz |  |  |  | LIPSEAL
09001K23 | SP2A-23 Rp1¼ 4"3X380-415/50 1.1kW | SP | 5 | 867.1551 |  | Jah | Jah | SP2A-23 Rp1¼ 4"3X380-415/50 1.1kW Puurkaevupump | Grundfos, Puurkaevupump, Roostevaba | 17.63 | 120 | 12 | 11 | sp2a-23-rp1-43x380-41550-11kw | https://avfvouczlgbtrhtqgokx.supabase.co/storage/v1/object/public/products/images/09001K23.jpg | https://avfvouczlgbtrhtqgokx.supabase.co/storage/v1/object/public/products/curves/09001K23_curve.png | https://avfvouczlgbtrhtqgokx.supabase.co/storage/v1/object/public/products/drawings/09001K23_drawing.png |  |  | 2 | Cathodic protection (Quick guide); Flow Sleeves (Quick Guide) |  |  | ACS,DM174 |  | 23 |  |  | 17.6 kg | 795712 |  |  |  | 0.76-0.72-0.65 |  |  | 388312230 |  | WEEE |  | 4762520 | [5 empty] | B | [6 empty] | IP68 | ISO9906:2012 3B | [6 empty] | otsekäivitus | 480-480-470 % | 1.7 m | [6 empty] | 15 bar | 40 °C | [5 empty] | 15 bar |  |  | 13.9 bar | [5 empty] | 105 mm |  | 0.70 | Roostevaba teras | 79192005 | MS402 | T40 |  | 4 inch | Grundfos |  |  |  | A | Enamelled |  | 16.2 kg | 2 m³/h | 2850-2860-2870 p/min | 3 x 380-400-415 V | 3.25-3.40-3.65 A | 1.1 kW |  | 9040815 | NONE | [11 empty] | FLAT | [8 empty] | 09000023 |  | 1.1 kW |  |  | Vesi | Stainless steel |  |  | 2900 p/min |  | DK |  |  |  |  | PUUDUB | ei | 1 1/4 inch |  |  | SPLINE |  |  | 5852897 |  | YES | [6 empty] | 0.016 m³ |  | välimine |  |  | 998.2 kg/m³ |  | 84137029 | CE,EAC,UKCA,SEPRO,MOROCCO |  | 91 m | Stainless steel |  |  |  | Rp |  |  |  |  | 20 °C | -15 .. 40 °C |  |  |  |  | 50 Hz |  |  |  | LIPSEAL
10001K12 | SP3A-12 Rp1¼ 4"3X380-415/50 0.75kW | SP | 5 | 726.0925 |  | Jah | Jah | SP3A-12 Rp1¼ 4"3X380-415/50 0.75kW Puurkaevupump | Grundfos, Puurkaevupump, Roostevaba | 14.7 | 120 | 12 | 11 | sp3a-12-rp1-43x380-41550-075kw | https://avfvouczlgbtrhtqgokx.supabase.co/storage/v1/object/public/products/images/10001K12.jpg | https://avfvouczlgbtrhtqgokx.supabase.co/storage/v1/object/public/products/curves/10001K12_curve.png | https://avfvouczlgbtrhtqgokx.supabase.co/storage/v1/object/public/products/drawings/10001K12_drawing.png |  |  | 2 | Cathodic protection (Quick guide); Flow Sleeves (Quick Guide) |  |  | ACS,DM174 |  | 12 |  |  | 14.7 kg | 795712 |  |  |  | 0.75-0.72-0.65 |  |  | 388313120 |  | WEEE |  | 4762652 | [5 empty] | B | [6 empty] | IP68 | ISO9906:2012 3B | [6 empty] | otsekäivitus | 480-490-480 % | 1.7 m | [7 empty] | 40 °C | [5 empty] | 15 bar |  |  | 7.7 bar | [5 empty] | 105 mm |  | 0.70 | Roostevaba teras | 79192004 |  | T40 |  | 4 inch | Grundfos |  |  |  |  | Enamelled |  | 13.3 kg | 3 m³/h | 2850-2860-2870 p/min | 3 x 380-400-415 V | 2.15-2.30-2.40 A | 0.75 kW |  |  | NONE | [11 empty] | FLAT | [8 empty] | 10000012 |  | 0.75 kW |  |  | Vesi | Stainless steel |  |  | 2900 p/min |  | DK |  |  |  |  | PUUDUB | ei | 1 1/4 inch |  |  | SPLINE |  |  | 5852979 |  | YES | [6 empty] | 0.016 m³ |  | välimine |  |  | 998.2 kg/m³ |  | 84137029 | CE,EAC,UKCA,SEPRO,MOROCCO |  | 53 m | Stainless steel |  |  |  | Rp |  |  |  |  | 20 °C | -15 .. 40 °C |  |  |  |  | 50 Hz |  |  |  | LIPSEAL
10001K15 | SP3A-15 Rp1¼ 4"3X380-415/50 1.1kW | SP | 5 | 794.5394 |  | Jah | Jah | SP3A-15 Rp1¼ 4"3X380-415/50 1.1kW Puurkaevupump | Grundfos, Puurkaevupump, Roostevaba | 16.53 | 120 | 12 | 11 | sp3a-15-rp1-43x380-41550-11kw | https://avfvouczlgbtrhtqgokx.supabase.co/storage/v1/object/public/products/images/10001K15.jpg | https://avfvouczlgbtrhtqgokx.supabase.co/storage/v1/object/public/products/curves/10001K15_curve.png | https://avfvouczlgbtrhtqgokx.supabase.co/storage/v1/object/public/products/drawings/10001K15_drawing.png |  |  | 2 | Cathodic protection (Quick guide); Flow Sleeves (Quick Guide) |  |  | ACS,DM174 |  | 15 |  |  | 16.5 kg | 795712 |  |  |  | 0.76-0.72-0.65 |  |  | 388313150 |  | WEEE |  | 4762653 | [5 empty] | B | [6 empty] | IP68 | ISO9906:2012 3B | [6 empty] | otsekäivitus | 480-480-470 % | 1.7 m | [6 empty] | 15 bar | 40 °C | [5 empty] | 15 bar |  |  | 9.7 bar | [5 empty] | 105 mm |  | 0.70 | Roostevaba teras | 79192005 | MS402 | T40 |  | 4 inch | Grundfos |  |  |  | A | Enamelled |  | 15.1 kg | 3 m³/h | 2850-2860-2870 p/min | 3 x 380-400-415 V | 3.25-3.40-3.65 A | 1.1 kW |  |  | NONE | [11 empty] | FLAT | [8 empty] | 10000015 |  | 1.1 kW |  |  | Vesi | Stainless steel |  |  | 2900 p/min |  | DK |  |  |  |  | PUUDUB | ei | 1 1/4 inch |  |  | SPLINE |  |  | 5852980 |  | YES | [6 empty] | 0.016 m³ |  | välimine |  |  | 998.2 kg/m³ |  | 84137029 | CE,EAC,UKCA,SEPRO,MOROCCO |  | 67 m | Stainless steel |  |  |  | Rp |  |  |  |  | 20 °C | -15 .. 40 °C |  |  |  |  | 50 Hz |  |  |  | LIPSEAL
10001K18 | SP3A-18 Rp1¼ 4"3X380-415/50 1.1kW | SP | 5 | 825.4461 |  | Jah | Jah | SP3A-18 Rp1¼ 4"3X380-415/50 1.1kW Puurkaevupump | Grundfos, Puurkaevupump, Roostevaba | 17.16 | 120 | 12 | 11 | sp3a-18-rp1-43x380-41550-11kw | https://avfvouczlgbtrhtqgokx.supabase.co/storage/v1/object/public/products/images/10001K18.jpg | https://avfvouczlgbtrhtqgokx.supabase.co/storage/v1/object/public/products/curves/10001K18_curve.png | https://avfvouczlgbtrhtqgokx.supabase.co/storage/v1/object/public/products/drawings/10001K18_drawing.png |  |  | 2 | Cathodic protection (Quick guide); Flow Sleeves (Quick Guide) |  |  | ACS,DM174 |  | 18 |  |  | 17.2 kg | 795712 |  |  |  | 0.76-0.72-0.65 |  |  | 388313180 |  | WEEE |  | 4762654 | [5 empty] | B | [6 empty] | IP68 | ISO9906:2012 3B | [6 empty] | otsekäivitus | 480-480-470 % | 1.7 m | [6 empty] | 15 bar | 40 °C | [5 empty] | 15 bar |  |  | 11.6 bar | [5 empty] | 105 mm |  | 0.70 | Roostevaba teras | 79192005 | MS402 | T40 |  | 4 inch | Grundfos |  |  |  | A | Enamelled |  | 15.7 kg | 3 m³/h | 2850-2860-2870 p/min | 3 x 380-400-415 V | 3.25-3.40-3.65 A | 1.1 kW |  |  | NONE | [11 empty] | FLAT | [8 empty] | 10000018 |  | 1.1 kW |  |  | Vesi | Stainless steel |  |  | 2900 p/min |  | DK |  |  |  |  | PUUDUB | ei | 1 1/4 inch |  |  | SPLINE |  |  | 5852981 |  | YES | [6 empty] | 0.016 m³ |  | välimine |  |  | 998.2 kg/m³ |  | 84137029 | CE,EAC,UKCA,SEPRO,MOROCCO |  | 80 m | Stainless steel |  |  |  | Rp |  |  |  |  | 20 °C | -15 .. 40 °C |  |  |  |  | 50 Hz |  |  |  | LIPSEAL
10001K22 | SP3A-22 Rp1¼ 4"3X380-415/50 1.5kW | SP | 5 | 919.4843 |  | Jah | Jah | SP3A-22 Rp1¼ 4"3X380-415/50 1.5kW Puurkaevupump | Grundfos, Puurkaevupump, Roostevaba | 19.6 | 120 | 12 | 11 | sp3a-22-rp1-43x380-41550-15kw | https://avfvouczlgbtrhtqgokx.supabase.co/storage/v1/object/public/products/images/10001K22.jpg | https://avfvouczlgbtrhtqgokx.supabase.co/storage/v1/object/public/products/curves/10001K22_curve.png | https://avfvouczlgbtrhtqgokx.supabase.co/storage/v1/object/public/products/drawings/10001K22_drawing.png |  |  | 2 | Cathodic protection (Quick guide); Flow Sleeves (Quick Guide) |  |  | ACS,DM174 |  | 22 |  |  | 19.6 kg | 795712 |  |  |  | 0.80-0.75-0.70 |  |  | 388313220 |  | WEEE |  | 4762655 | [5 empty] | B | [6 empty] | IP68 | ISO9906:2012 3B | [6 empty] | otsekäivitus | 490-500-500 % | 1.7 m | [6 empty] | 15 bar | 40 °C | [5 empty] | 15 bar |  |  | 14.2 bar | [5 empty] | 105 mm |  | 0.70 | Roostevaba teras | 79192006 | MS402 | T40 |  | 4 inch | Grundfos |  |  |  | A | Enamelled |  | 18.2 kg | 3 m³/h | 2850-2860-2870 p/min | 3 x 380-400-415 V | 4.10-4.20-4.40 A | 1.5 kW |  |  | NONE | [11 empty] | FLAT | [8 empty] | 10000022 |  | 1.5 kW |  |  | Vesi | Stainless steel |  |  | 2900 p/min |  | DK |  |  |  |  | PUUDUB | ei | 1 1/4 inch |  |  | SPLINE |  |  | 5852982 |  | YES | [6 empty] | 0.016 m³ |  | välimine |  |  | 998.2 kg/m³ |  | 84137029 | CE,EAC,UKCA,SEPRO,MOROCCO |  | 98 m | Stainless steel |  |  |  | Rp |  |  |  |  | 20 °C | -15 .. 40 °C |  |  |  |  | 50 Hz |  |  |  | LIPSEAL
10001K25 | SP3A-25 Rp1¼ 4"3X380-415/50 1.5kW | SP | 5 | 952.052 |  | Jah | Jah | SP3A-25 Rp1¼ 4"3X380-415/50 1.5kW Puurkaevupump | Grundfos, Puurkaevupump, Roostevaba | 20.51 | 160 | 12 | 11 | sp3a-25-rp1-43x380-41550-15kw | https://avfvouczlgbtrhtqgokx.supabase.co/storage/v1/object/public/products/images/10001K25.jpg | https://avfvouczlgbtrhtqgokx.supabase.co/storage/v1/object/public/products/curves/10001K25_curve.png | https://avfvouczlgbtrhtqgokx.supabase.co/storage/v1/object/public/products/drawings/10001K25_drawing.png |  |  | 2 | Cathodic protection (Quick guide); Flow Sleeves (Quick Guide) |  |  | ACS,DM174 |  | 25 |  |  | 20.5 kg | 795712 |  |  |  | 0.80-0.75-0.70 |  |  | 388313250 |  | WEEE |  | 4762656 | [5 empty] | B | [6 empty] | IP68 | ISO9906:2012 3B | [6 empty] | otsekäivitus | 490-500-500 % | 1.7 m | [6 empty] | 15 bar | 40 °C | [5 empty] | 15 bar |  |  | 16 bar | [5 empty] | 105 mm |  | 0.70 | Roostevaba teras | 79192006 | MS402 | T40 |  | 4 inch | Grundfos |  |  |  | A | Enamelled |  | 18.8 kg | 3 m³/h | 2850-2860-2870 p/min | 3 x 380-400-415 V | 4.10-4.20-4.40 A | 1.5 kW |  |  | NONE | [11 empty] | FLAT | [8 empty] | 10000025 |  | 1.5 kW |  |  | Vesi | Stainless steel |  |  | 2900 p/min |  | DK |  |  |  |  | PUUDUB | ei | 1 1/4 inch |  |  | SPLINE |  |  | 5852983 |  | YES | [6 empty] | 0.021 m³ |  | välimine |  |  | 998.2 kg/m³ |  | 84137029 | CE,EAC,UKCA,SEPRO,MOROCCO |  | 111 m | Stainless steel |  |  |  | Rp |  |  |  |  | 20 °C | -15 .. 40 °C |  |  |  |  | 50 Hz |  |  |  | LIPSEAL
05001K12 | SP5A-12 Rp1½ 4"3X380-415/50 1.1kW | SP | 5 | 781.5616 |  | Jah | Jah | SP5A-12 Rp1½ 4"3X380-415/50 1.1kW Puurkaevupump | Grundfos, Puurkaevupump, Roostevaba | 15.56 | 120 | 12 | 11 | sp5a-12-rp1-43x380-41550-11kw | https://avfvouczlgbtrhtqgokx.supabase.co/storage/v1/object/public/products/images/05001K12.jpg | https://avfvouczlgbtrhtqgokx.supabase.co/storage/v1/object/public/products/curves/05001K12_curve.png | https://avfvouczlgbtrhtqgokx.supabase.co/storage/v1/object/public/products/drawings/05001K12_drawing.png |  |  | 2 | Cathodic protection (Quick guide); Flow Sleeves (Quick Guide) |  |  | ACS,DM174 |  | 12 |  |  | 15.6 kg | 795712 |  |  |  | 0.76-0.72-0.65 |  |  | 388315120 |  | WEEE |  | 4762675 | [5 empty] | B | [6 empty] | IP68 | ISO9906:2012 3B | [6 empty] | otsekäivitus | 480-480-470 % | 1.7 m | [6 empty] | 15 bar | 40 °C | [5 empty] | 15 bar |  |  | 7.8 bar | [5 empty] | 105 mm |  | 0.50 | Roostevaba teras | 79192005 | MS402 | T40 |  | 4 inch | Grundfos |  |  |  | A | Enamelled |  | 14.1 kg | 5 m³/h | 2850-2860-2870 p/min | 3 x 380-400-415 V | 3.25-3.40-3.65 A | 1.1 kW |  | 9040874 | NONE | [11 empty] | FLAT | [8 empty] | 05000012 |  | 1.1 kW |  |  | Vesi | Stainless steel |  |  | 2900 p/min |  | DK |  |  |  |  | PUUDUB | ei | 1 1/2 inch |  |  | SPLINE |  |  | 5852971 |  | YES | [6 empty] | 0.016 m³ |  | välimine |  |  | 998.2 kg/m³ |  | 84137029 | CE,EAC,UKCA,SEPRO,MOROCCO |  | 49 m | Stainless steel |  |  |  | Rp |  |  |  |  | 20 °C | -15 .. 40 °C |  |  |  |  | 50 Hz |  |  |  | LIPSEAL
05001K17 | SP5A-17 Rp1½ 4"3X380-415/50 1.5kW | SP | 5 | 886.5736 |  | Jah | Jah | SP5A-17 Rp1½ 4"3X380-415/50 1.5kW Puurkaevupump | Grundfos, Puurkaevupump, Roostevaba | 18.31 | 120 | 12 | 11 | sp5a-17-rp1-43x380-41550-15kw | https://avfvouczlgbtrhtqgokx.supabase.co/storage/v1/object/public/products/images/05001K17.jpg | https://avfvouczlgbtrhtqgokx.supabase.co/storage/v1/object/public/products/curves/05001K17_curve.png | https://avfvouczlgbtrhtqgokx.supabase.co/storage/v1/object/public/products/drawings/05001K17_drawing.png |  |  | 2 | Cathodic protection (Quick guide); Flow Sleeves (Quick Guide) |  |  | ACS,DM174 |  | 17 |  |  | 18.3 kg | 795712 |  |  |  | 0.80-0.75-0.70 |  |  | 388315170 |  | WEEE |  | 4762676 | [5 empty] | B | [6 empty] | IP68 | ISO9906:2012 3B | [6 empty] | otsekäivitus | 490-500-500 % | 1.7 m | [6 empty] | 15 bar | 40 °C | [5 empty] | 15 bar |  |  | 11.1 bar | [5 empty] | 105 mm |  | 0.50 | Roostevaba teras | 79192006 | MS402 | T40 |  | 4 inch | Grundfos |  |  |  | A | Enamelled |  | 16.9 kg | 5 m³/h | 2850-2860-2870 p/min |  | 4.10-4.20-4.40 A | 1.5 kW |  | 9040875 | NONE | [11 empty] | FLAT | [8 empty] | 05000017 |  | 1.5 kW |  |  | Vesi | Stainless steel |  |  | 2900 p/min | [6 empty] | PUUDUB | ei | 1 1/2 inch |  |  | SPLINE |  |  | 5852972 |  | YES | [6 empty] | 0.016 m³ |  | välimine |  |  | 998.2 kg/m³ |  | 84137029 | CE,EAC,UKCA,SEPRO,MOROCCO |  | 70 m | Stainless steel |  |  |  | Rp |  |  |  |  | 20 °C | -15 .. 40 °C |  |  |  |  | 50 Hz |  |  |  | LIPSEAL
05001K21 | SP5A-21 Rp1½ 4"3X380-415/50 2.2kW | SP | 5 | 1019.0951 |  | Jah | Jah | SP5A-21 Rp1½ 4"3X380-415/50 2.2kW Puurkaevupump | Grundfos, Puurkaevupump, Roostevaba | 20.63 | 120 | 12 | 11 | sp5a-21-rp1-43x380-41550-22kw | https://avfvouczlgbtrhtqgokx.supabase.co/storage/v1/object/public/products/images/05001K21.jpg | https://avfvouczlgbtrhtqgokx.supabase.co/storage/v1/object/public/products/curves/05001K21_curve.png | https://avfvouczlgbtrhtqgokx.supabase.co/storage/v1/object/public/products/drawings/05001K21_drawing.png |  |  | 2 | Cathodic protection (Quick guide); Flow Sleeves (Quick Guide) |  |  | ACS,DM174 |  | 21 |  |  | 20.6 kg | 795712 |  |  |  | 0.85-0.82-0.77 |  |  | 388315210 |  | WEEE |  | 4762677 | [5 empty] | B | [6 empty] | IP68 | ISO9906:2012 3B | [6 empty] | otsekäivitus | 440-460-470 % | 1.7 m | [6 empty] | 15 bar | 40 °C | [5 empty] | 15 bar |  |  | 13.8 bar | [5 empty] | 105 mm |  | 0.50 | Roostevaba teras | 79192007 | MS402 | T40 |  | 4 inch | Grundfos |  |  |  | A | Enamelled |  | 19.2 kg | 5 m³/h | 2850-2860-2870 p/min | 3 x 380-400-415 V | 5.50-5.50-5.70 A | 2.2 kW |  | 9040876 | NONE | [11 empty] | FLAT | [8 empty] | 05000021 |  | 2.2 kW |  |  | Vesi | Stainless steel |  |  | 2900 p/min |  | DK |  |  |  |  | PUUDUB | ei | 1 1/2 inch |  |  | SPLINE |  |  | 5852973 |  | YES | [6 empty] | 0.016 m³ |  | välimine |  |  | 998.2 kg/m³ |  | 84137029 | CE,EAC,UKCA,SEPRO,MOROCCO |  | 86 m | Stainless steel |  |  |  | Rp |  |  |  |  | 20 °C | -15 .. 40 °C |  |  |  |  | 50 Hz |  |  |  | LIPSEAL
05001K25 | SP5A-25 Rp1½ 4"3X380-415/50 2.2kW | SP | 5 | 1060.4504 |  | Jah | Jah | SP5A-25 Rp1½ 4"3X380-415/50 2.2kW Puurkaevupump | Grundfos, Puurkaevupump, Roostevaba | 21.83 | 160 | 12 | 11 | sp5a-25-rp1-43x380-41550-22kw | https://avfvouczlgbtrhtqgokx.supabase.co/storage/v1/object/public/products/images/05001K25.jpg | https://avfvouczlgbtrhtqgokx.supabase.co/storage/v1/object/public/products/curves/05001K25_curve.png | https://avfvouczlgbtrhtqgokx.supabase.co/storage/v1/object/public/products/drawings/05001K25_drawing.png |  |  | 2 | Cathodic protection (Quick guide); Flow Sleeves (Quick Guide) |  |  | ACS,DM174 |  | 25 |  |  | 21.8 kg | 795712 |  |  |  | 0.85-0.82-0.77 |  |  | 388315250 |  | WEEE |  | 4762678 | [5 empty] | B | [6 empty] | IP68 | ISO9906:2012 3B | [6 empty] | otsekäivitus | 440-460-470 % | 1.7 m | [6 empty] | 15 bar | 40 °C | [5 empty] | 15 bar |  |  | 16.4 bar | [5 empty] | 105 mm |  | 0.50 | Roostevaba teras | 79192007 | MS402 | T40 |  | 4 inch | Grundfos |  |  |  | A | Enamelled |  | 20.1 kg | 5 m³/h | 2850-2860-2870 p/min | 3 x 380-400-415 V | 5.50-5.50-5.70 A | 2.2 kW |  | 9040877 | NONE | [11 empty] | FLAT | [8 empty] | 05000025 |  | 2.2 kW |  |  | Vesi | Stainless steel |  |  | 2900 p/min |  | DK |  |  |  |  | PUUDUB | ei | 1 1/2 inch |  |  | SPLINE |  |  | 5852974 |  | YES | [6 empty] | 0.021 m³ |  | välimine |  |  | 998.2 kg/m³ |  | 84137029 | CE,EAC,UKCA,SEPRO,MOROCCO |  | 102 m | Stainless steel |  |  |  | Rp |  |  |  |  | 20 °C | -15 .. 40 °C |  |  |  |  | 50 Hz |  |  |  | LIPSEAL
98699180 | SP7-12 Rp1½ 4"3X380-415/50 1.5kW | SP | 5 | 1101.5939 |  | Jah | Jah | SP7-12 Rp1½ 4"3X380-415/50 1.5kW Puurkaevupump | Grundfos, Puurkaevupump, Roostevaba | 23.51 | 160 | 12 | 11 | sp7-12-rp1-43x380-41550-15kw | https://avfvouczlgbtrhtqgokx.supabase.co/storage/v1/object/public/products/images/98699180.jpg | https://avfvouczlgbtrhtqgokx.supabase.co/storage/v1/object/public/products/curves/98699180_curve.png | https://avfvouczlgbtrhtqgokx.supabase.co/storage/v1/object/public/products/drawings/98699180_drawing.png |  |  | 2 | Cathodic protection (Quick guide); Flow Sleeves (Quick Guide) |  |  | ACS,DM174 |  | 12 |  |  | 23.5 kg | 795712 |  |  |  | 0.80-0.75-0.70 |  |  | 388461012 |  | WEEE |  | 4762683 | [5 empty] | B | [6 empty] | IP68 | ISO9906:2012 3B | [6 empty] | otsekäivitus | 490-500-500 % | 1.7 m | [6 empty] | 15 bar | 40 °C | [5 empty] | 15 bar |  |  | 7.5 bar | [5 empty] | 105 mm |  | 0.70 | Roostevaba teras | 79192006 | MS402 | T40 |  | 4 inch | NEMA |  |  |  | A | Enamelled |  | 21.8 kg | 7 m³/h |  |  | 4.10-4.20-4.40 A | 1.5 kW |  |  | NONE | [11 empty] | FLAT | [10 empty] | 1.5 kW |  |  | Vesi | Stainless steel |  |  | 2900 p/min |  | DK |  |  |  |  | PUUDUB | ei | 1 1/2 inch | [7 empty] | YES | [6 empty] | 0.021 m³ |  | välimine |  |  | 998.2 kg/m³ |  | 84137029 | CE,EAC,UKCA,SEPRO,MOROCCO |  | 54.7 m | Stainless steel |  |  |  | Rp |  |  |  |  | 20 °C | -15 .. 40 °C |  |  |  |  | 50 Hz |  |  |  | LIPSEAL
98699181 | SP7-17 Rp1½ 4"3X380-415/50 2.2kW | SP | 5 | 1394.6492 |  | Jah | Jah | SP7-17 Rp1½ 4"3X380-415/50 2.2kW Puurkaevupump | Grundfos, Puurkaevupump, Roostevaba | 27.81 | 160 | 12 | 11 | sp7-17-rp1-43x380-41550-22kw | https://avfvouczlgbtrhtqgokx.supabase.co/storage/v1/object/public/products/images/98699181.jpg | https://avfvouczlgbtrhtqgokx.supabase.co/storage/v1/object/public/products/curves/98699181_curve.png | https://avfvouczlgbtrhtqgokx.supabase.co/storage/v1/object/public/products/drawings/98699181_drawing.png |  |  | 2 | Cathodic protection (Quick guide); Flow Sleeves (Quick Guide) |  |  | ACS,DM174 |  | 17 |  |  | 27.8 kg | 795712 |  |  |  | 0.85-0.82-0.77 |  |  | 388461017 |  | WEEE |  | 4762684 | [5 empty] | B | [6 empty] | IP68 | ISO9906:2012 3B | [6 empty] | otsekäivitus | 440-460-470 % | 1.7 m | [7 empty] | 40 °C | [5 empty] | 15 bar |  |  | 10.7 bar | [5 empty] | 105 mm |  | 0.70 | Roostevaba teras | 79192007 | MS402 | T40 |  | 4 inch | NEMA |  |  |  | A | Enamelled |  | 26.1 kg | 7 m³/h | 2850-2860-2870 p/min | 3 x 380-400-415 V | 5.50-5.50-5.70 A | 2.2 kW |  |  | NONE | [11 empty] | FLAT | [10 empty] | 2.2 kW |  |  | Vesi | Stainless steel |  |  | 2900 p/min | [6 empty] | PUUDUB | ei | 1 1/2 inch | [7 empty] | YES | [6 empty] | 0.021 m³ |  | välimine |  |  | 998.2 kg/m³ |  | 84137029 | CE,EAC,UKCA,SEPRO,MOROCCO |  | 77.8 m | Stainless steel |  |  |  | Rp |  |  |  |  | 20 °C | -15 .. 40 °C |  |  |  |  | 50 Hz |  |  |  | LIPSEAL
98699182 | SP7-23 Rp1½ 4"3X380-415/50 3.0kW | SP | 5 | 1909.4365 |  | Jah | Jah | SP7-23 Rp1½ 4"3X380-415/50 3.0kW Puurkaevupump | Grundfos, Puurkaevupump, Roostevaba | 39.89 | 210 | 18.5 | 17.5 | sp7-23-rp1-43x380-41550-30kw | https://avfvouczlgbtrhtqgokx.supabase.co/storage/v1/object/public/products/images/98699182.jpg | https://avfvouczlgbtrhtqgokx.supabase.co/storage/v1/object/public/products/curves/98699182_curve.png | https://avfvouczlgbtrhtqgokx.supabase.co/storage/v1/object/public/products/drawings/98699182_drawing.png |  |  | 2 | Cathodic protection (Quick guide); Flow Sleeves (Quick Guide) |  |  | ACS,DM174 | CE,EAC,C_UL_US_NSF372MOROCCO,UKCA,SEPRO,RCM | 23 |  |  | 39.9 kg | 99410222 |  |  |  |  | 0.86-0.81-0.77 |  |  |  | WEEE | NONE | 4762685 |  |  |  |  | F | [7 empty] | IP68 | ISO9906:2012 3B | [6 empty] | Direct-on-line (DOL) | 430-450-460 % | 2.5 m | [6 empty] | 60 bar | [6 empty] | 60 bar |  |  | 14.4 bar | [5 empty] | 105 mm |  | 0.70 |  | 7C192508 |  |  | Stainless steel | 4 inch | NEMA |  | MS4000 | T40 | A |  |  | 34.3 kg | 7 m³/h |  | 3 x 380-400-415 V | 7.7-7.9-8.1 A | 3 kW |  |  | NONE | [11 empty] | FLAT | [10 empty] | 3 kW |  |  | Vesi | Stainless steel |  |  | 2900 p/min |  | DK |  | 2830-2850-2870 p/min |  |  |  | No | 1 1/2 inch | [7 empty] | YES | [6 empty] | 0.068 m³ |  |  |  | External | 998.2 kg/m³ |  | 84137029 | CE,EAC,UKCA,SEPRO,MOROCCO |  | 105.5 m | Stainless steel |  |  |  | Rp |  |  |  |  | 20 °C | -15 .. 40 °C |  |  |  |  | 50 Hz |  |  | HM/Ceramics |  |  | Enameled
98699183 | SP7-27 Rp1½ 4"3X380-415/50 4.0kW | SP | 5 | 2172.226 |  | Jah | Jah | SP7-27 Rp1½ 4"3X380-415/50 4.0kW Puurkaevupump | Grundfos, Puurkaevupump, Roostevaba | 74.74 | 249 | 29 | 36.5 | sp7-27-rp1-43x380-41550-40kw | https://avfvouczlgbtrhtqgokx.supabase.co/storage/v1/object/public/products/images/98699183.jpg | https://avfvouczlgbtrhtqgokx.supabase.co/storage/v1/object/public/products/curves/98699183_curve.png | https://avfvouczlgbtrhtqgokx.supabase.co/storage/v1/object/public/products/drawings/98699183_drawing.png |  |  | 2 | Cathodic protection (Quick guide); Flow Sleeves (Quick Guide) |  |  | ACS,DM174 | CE,EAC,C_UL_US_NSF372MOROCCO,UKCA,SEPRO,RCM | 27 |  |  | 74.7 kg | 99410222 |  |  |  |  | 0.85-0.8-0.77 |  |  |  | WEEE | NONE | 4762686 |  |  |  |  | F | [7 empty] | IP68 | ISO9906:2012 3B | [6 empty] | Direct-on-line (DOL) | 440-480-490 % | 2.5 m | [13 empty] | 60 bar |  |  | 17 bar | [5 empty] | 105 mm |  | 0.70 |  | 7C192510 |  |  | Stainless steel | 4 inch | NEMA |  | MS4000 | T40 | A |  |  | 40.6 kg | 7 m³/h |  |  | 9.8-9.6-9.8 A | 4 kW |  |  | NONE | [11 empty] | FLAT | [10 empty] | 4 kW |  |  | Vesi | Stainless steel |  |  | 2900 p/min |  | DK |  | 2830-2860-2870 p/min |  |  |  | No | 1 1/2 inch | [7 empty] | YES | [6 empty] | 0.264 m³ |  |  |  | External | 998.2 kg/m³ |  | 84137029 | CE,EAC,UKCA,SEPRO,MOROCCO |  | 124 m | Stainless steel |  |  |  | Rp |  |  |  |  | 20 °C | -15 .. 40 °C |  |  |  |  | 50 Hz |  |  | HM/Ceramics |  |  | Enameled
96510191 | SQ 1- 80 1.15kW 200-240V 50/60Hz | SQ | 5 | 946.6947 |  | Jah | Jah | SQ 1- 80 1.15kW 200-240V 50/60Hz Puurkaevupump 3" | Elektrooniline kaitse, Grundfos, Puurkaevupump | 5.96 | 107 | 10.8 | 10.8 | sq-1--80-115kw-200-240v-5060hz | https://avfvouczlgbtrhtqgokx.supabase.co/storage/v1/object/public/products/images/96510191.jpg | https://avfvouczlgbtrhtqgokx.supabase.co/storage/v1/object/public/products/curves/96510191_curve.png | https://avfvouczlgbtrhtqgokx.supabase.co/storage/v1/object/public/products/drawings/96510191_drawing.png | [5 empty] | CE,PCBC,RCM,EAC,CN Rohs Exempt,Morocco,UKCA,SEPRO |  |  | 5 |  |  | 5.96 kg | [6 empty] | side pole võimalik | 388431480 | [9 empty] | F | CU 300/CU 301 side pole võimalik |  |  | 1.5 m |  |  | IP68 | ISO9906:2012 3B | [6 empty] | otsekäivitus | [8 empty] | 15 bar | [13 empty] | 76 mm |  |  |  |  | Roostevaba teras | 96160851 | MS3 | [7 empty] | C |  | EU/S-AMREG/APREG | 5.24 kg | 1 m³/h | 10700 p/min |  | 8.4 A | 1.15 kW | [20 empty] | 10700 p/min |  |  | 96080391 | RP1 1/4 | 0.84 kW |  |  | Vesi | Stainless steel | [9 empty] | Y | [12 empty] | 1.55 kW |  |  |  | 0.01 m³ |  | sisemine |  |  | 998.2 kg/m³ |  | 84137029 |  |  | 91 m | Composite | [8 empty] | 20 °C | 0 .. 35 °C | sulgvent. ja tagasilöögikl-ga pump |  |  |  | 50 Hz | 1.00
96510208 | SQ 3- 80 1.68kW 200-240V 50/60Hz | SQ | 5 | 1139.0561 |  | Jah | Jah | SQ 3- 80 1.68kW 200-240V 50/60Hz Puurkaevupump 3" | Elektrooniline kaitse, Grundfos, Puurkaevupump | 6.57 | 107 | 10.8 | 10.8 | sq-3--80-168kw-200-240v-5060hz | https://avfvouczlgbtrhtqgokx.supabase.co/storage/v1/object/public/products/images/96510208.jpg | https://avfvouczlgbtrhtqgokx.supabase.co/storage/v1/object/public/products/curves/96510208_curve.png | https://avfvouczlgbtrhtqgokx.supabase.co/storage/v1/object/public/products/drawings/96510208_drawing.png | [5 empty] | CE,PCBC,RCM,EAC,CN Rohs Exempt,Morocco,UKCA,SEPRO |  |  | 6 |  |  | 6.57 kg | [6 empty] | side pole võimalik | 388433480 | [9 empty] | F | CU 300/CU 301 side pole võimalik |  |  | 1.5 m |  |  | IP68 | ISO9906:2012 3B | [6 empty] | otsekäivitus | [8 empty] | 15 bar | [13 empty] | 76 mm |  |  |  |  | Roostevaba teras | 96160852 | [8 empty] | C |  | EU/S-AMREG/APREG | 5.84 kg | 3 m³/h | 10700 p/min | 1 x 200-240 V | 11.2 A | 1.55 kW | [20 empty] | 10700 p/min |  |  | 96080408 | RP1 1/4 | 1.31 kW |  |  | Vesi | Stainless steel |  |  |  |  | MX |  |  |  |  | Y | [12 empty] | 2.05 kW |  |  |  | 0.0104 m³ |  | sisemine |  |  | 998.2 kg/m³ |  | 84137029 |  |  | 84 m | Composite | [8 empty] | 20 °C | 0 .. 35 °C | sulgvent. ja tagasilöögikl-ga pump |  |  |  | 50 Hz | 1.00
96510190 | SQ 1- 65 0.70kW 200-240V 50/60Hz (B) | SQ | 5 | 784.5045 |  | Jah | Jah | SQ 1- 65 0.70kW 200-240V 50/60Hz (B) Puurkaevupump 3" | Elektrooniline kaitse, Grundfos, Puurkaevupump | 5.35 | 107 | 10.8 | 10.8 | sq-1--65-070kw-200-240v-5060hz-b | https://avfvouczlgbtrhtqgokx.supabase.co/storage/v1/object/public/products/images/96510190.jpg | https://avfvouczlgbtrhtqgokx.supabase.co/storage/v1/object/public/products/curves/96510190_curve.png | https://avfvouczlgbtrhtqgokx.supabase.co/storage/v1/object/public/products/drawings/96510190_drawing.png | [5 empty] | CE,PCBC,RCM,EAC,CN Rohs Exempt,Morocco,UKCA,SEPRO |  |  | 4 |  |  | 5.34 kg | [6 empty] | side pole võimalik | 388431465 | [9 empty] | F | CU 300/CU 301 side pole võimalik |  |  | 1.5 m |  |  | IP68 | ISO9906:2012 3B | [6 empty] | otsekäivitus | [22 empty] | 76 mm |  |  |  |  | Roostevaba teras | 96160850 | MS3 | [7 empty] | C |  | EU/S-AMREG/APREG | 4.62 kg | 1 m³/h | 10700 p/min | 1 x 200-240 V | 5.2 A | 0.7 kW | [20 empty] | 10700 p/min |  |  | 96080383 | RP1 1/4 | 0.68 kW |  |  | Vesi | Stainless steel | [9 empty] | Y | [12 empty] | 1 kW |  |  |  | 0.0094 m³ |  | sisemine |  |  | 998.2 kg/m³ |  | 84137029 |  |  | 72 m | Composite | [8 empty] | 20 °C | 0 .. 35 °C | sulgvent. ja tagasilöögikl-ga pump |  |  |  | 50 Hz | 1.00
93001547 | SQ 7-55 1.85kW 200-240V 50/60Hz | SQ | 5 | 1334.0781 |  | Jah | Jah | SQ 7-55 1.85kW 200-240V 50/60Hz Puurkaevupump 3" | Elektrooniline kaitse, Grundfos, Puurkaevupump | 9.11 | 107 | 10.8 | 10.8 | sq-7-55-185kw-200-240v-5060hz | https://avfvouczlgbtrhtqgokx.supabase.co/storage/v1/object/public/products/images/93001547.jpg | https://avfvouczlgbtrhtqgokx.supabase.co/storage/v1/object/public/products/curves/93001547_curve.png | https://avfvouczlgbtrhtqgokx.supabase.co/storage/v1/object/public/products/drawings/93001547_drawing.png | [5 empty] | CE,PCBC,RCM,EAC,CN Rohs Exempt,Morocco,UKCA,SEPRO |  |  | 4 |  |  | 9.11 kg | [6 empty] | side pole võimalik | [10 empty] | F | CU 300/CU 301 side pole võimalik |  |  | 1.5 m |  |  | IP68 | ISO9906:2012 3B | [6 empty] | otsekäivitus | [8 empty] | 15 bar | [13 empty] | 76 mm |  |  |  |  | Roostevaba teras | 96160853 | MS3 | [7 empty] | C |  | EU/S-AMREG/APREG | 8.39 kg | 7 m³/h | 10700 p/min | 1 x 200-240 V | 12.3 A | 1.85 kW | [20 empty] | 10700 p/min |  |  | 93001542 | RP1 1/2 | 1.65 kW |  |  | Vesi | Stainless steel |  |  |  |  | MX |  |  |  |  | Y | [12 empty] | 2.46 kW |  |  |  | 0.0116 m³ |  | sisemine |  |  | 998.2 kg/m³ |  | 84137029 |  |  | 57 m | Composite | [8 empty] | 20 °C | 0 .. 35 °C | sulgvent. ja tagasilöögikl-ga pump |  |  |  | 50 Hz | 1.00
96510199 | SQ2-55 1×200-240V 0,70kW 1,5m MOD.BB | SQ | 5 | 740.8707 |  | Jah | Jah | SQ2-55 1×200-240V 0,70kW 1,5m MOD.BB Puurkaevupump 3" | Elektrooniline kaitse, Grundfos, Puurkaevupump | 5.11 | 107 | 10.8 | 10.8 | sq2-55-1200-240v-070kw-15m-modbb | https://avfvouczlgbtrhtqgokx.supabase.co/storage/v1/object/public/products/images/96510199.jpg | https://avfvouczlgbtrhtqgokx.supabase.co/storage/v1/object/public/products/curves/96510199_curve.png | https://avfvouczlgbtrhtqgokx.supabase.co/storage/v1/object/public/products/drawings/96510199_drawing.png | [5 empty] | CE,PCBC,RCM,EAC,CN Rohs Exempt,Morocco,UKCA,SEPRO |  |  | 3 |  |  | 5.11 kg | [6 empty] | side pole võimalik | 388432455 |  |  |  | 4762601 |  |  | 1.85 |  |  | F | CU 300/CU 301 side pole võimalik |  |  | 1.5 m |  |  | IP68 | ISO9906:2012 3B | [6 empty] | otsekäivitus | [22 empty] | 76 mm |  |  |  |  | Roostevaba teras | 96160570 | MS3 | [7 empty] | C |  | EU/S-AMREG/APREG | 4.52 kg | 2 m³/h | 10700 p/min | 1 x 200-240 V | 5.2 A | 0.7 kW | [20 empty] | 10700 p/min |  |  | 96080385 | RP1 1/4 | 0.69 kW |  |  | Vesi | Stainless steel |  |  |  |  | MX |  |  |  |  | Y | [12 empty] | 1 kW |  |  |  | 0.0092 m³ |  | sisemine |  |  | 998.2 kg/m³ |  | 84137029 |  |  | 54 m | Composite | [8 empty] | 20 °C | 0 .. 35 °C | sulgvent. ja tagasilöögikl-ga pump |  |  |  | 60 Hz | 1.00
96510200 | SQ2-70 1×200-240V 1,15kW 1,5M MOD.BB | SQ | 5 | 820.4226 |  | Jah | Jah | SQ2-70 1×200-240V 1,15kW 1,5M MOD.BB Puurkaevupump 3" | Elektrooniline kaitse, Grundfos, Puurkaevupump | 5.75 | 107 | 10.8 | 10.8 | sq2-70-1200-240v-115kw-15m-modbb | https://avfvouczlgbtrhtqgokx.supabase.co/storage/v1/object/public/products/images/96510200.jpg | https://avfvouczlgbtrhtqgokx.supabase.co/storage/v1/object/public/products/curves/96510200_curve.png | https://avfvouczlgbtrhtqgokx.supabase.co/storage/v1/object/public/products/drawings/96510200_drawing.png | [5 empty] | CE,PCBC,RCM,EAC,CN Rohs Exempt,Morocco,UKCA,SEPRO |  |  | 4 |  |  | 6.65 kg | [6 empty] | side pole võimalik | 388432470 |  |  |  | 4762611 |  |  | 2.05 |  |  | F |  |  |  | 1.5 m |  |  | IP68 | ISO9906:2012 3B | [6 empty] | otsekäivitus | [22 empty] | 76 mm |  |  |  |  | Roostevaba teras | 96160851 | MS3 | [7 empty] | C |  | EU/S-AMREG/APREG | 4.74 kg | 2 m³/h | 10700 p/min | 1 x 200-240 V | 8.4 A | 1.15 kW | [20 empty] | 10700 p/min |  |  | 96080394 | RP1 1/4 | 0.91 kW |  |  | Vesi | Stainless steel |  |  |  |  | MX |  |  |  |  | Y | [12 empty] | 1.55 kW |  |  |  | 0.0094 m³ |  | sisemine |  |  | 998.2 kg/m³ |  | 84137029 |  |  | 71 m | Composite | [8 empty] | 20 °C | 0 .. 35 °C | sulgvent. ja tagasilöögikl-ga pump |  |  |  | 60 Hz | 1.00
96510206 | SQ3-55 1×200-240V 1,15kW 1,5M MOD.BB | SQ | 5 | 820.4226 |  | Jah | Jah | SQ3-55 1×200-240V 1,15kW 1,5M MOD.BB Puurkaevupump 3" | Elektrooniline kaitse, Grundfos, Puurkaevupump | 5.75 | 107 | 10.8 | 10.8 | sq3-55-1200-240v-115kw-15m-modbb | https://avfvouczlgbtrhtqgokx.supabase.co/storage/v1/object/public/products/images/96510206.jpg | https://avfvouczlgbtrhtqgokx.supabase.co/storage/v1/object/public/products/curves/96510206_curve.png | https://avfvouczlgbtrhtqgokx.supabase.co/storage/v1/object/public/products/drawings/96510206_drawing.png | [5 empty] | CE,PCBC,RCM,EAC,CN Rohs Exempt,Morocco,UKCA,SEPRO |  |  | 4 |  |  | 5.74 kg | [6 empty] | side pole võimalik | 388433455 | [9 empty] | F | CU 300/CU 301 side pole võimalik |  |  | 1.5 m |  |  | IP68 | ISO9906:2012 3B | [6 empty] | otsekäivitus | [8 empty] | 15 bar | [13 empty] | 76 mm |  |  |  |  | Roostevaba teras | 96160851 | MS3 | [7 empty] | C |  | EU/S-AMREG/APREG | 5.02 kg | 3 m³/h | 10700 p/min | 1 x 200-240 V | 8.4 A | 1.15 kW | [20 empty] | 10700 p/min |  |  | 96080396 | RP1 1/4 | 0.89 kW |  |  | Vesi | Stainless steel |  |  |  |  | MX |  |  |  |  | Y | [12 empty] | 1.55 kW |  |  |  | 0.0094 m³ |  | sisemine |  |  | 998.2 kg/m³ |  | 84137029 |  |  | 56 m | Composite | [8 empty] | 20 °C | 0 .. 35 °C | sulgvent. ja tagasilöögikl-ga pump |  |  |  | 50 Hz | 1.00
96510207 | SQ3-65 1X200-240V 1,15kW 1,5M MOD.BB | SQ | 5 | 918.1731 |  | Jah | Jah | SQ3-65 1X200-240V 1,15kW 1,5M MOD.BB Puurkaevupump 3" | Elektrooniline kaitse, Grundfos, Puurkaevupump | 5.76 | 107 | 10.8 | 10.8 | sq3-65-1x200-240v-115kw-15m-modbb | https://avfvouczlgbtrhtqgokx.supabase.co/storage/v1/object/public/products/images/96510207.jpg | https://avfvouczlgbtrhtqgokx.supabase.co/storage/v1/object/public/products/curves/96510207_curve.png | https://avfvouczlgbtrhtqgokx.supabase.co/storage/v1/object/public/products/drawings/96510207_drawing.png | [5 empty] | CE,PCBC,RCM,EAC,CN Rohs Exempt,Morocco,UKCA,SEPRO |  |  | 5 |  |  | 5.76 kg | [6 empty] | side pole võimalik | 388433465 | [6 empty] | 2.05 |  |  | F | CU 300/CU 301 side pole võimalik |  |  | 1.5 m |  |  | IP68 | ISO9906:2012 3B | [6 empty] | otsekäivitus | [8 empty] | 15 bar | [13 empty] | 76 mm |  |  |  |  | Roostevaba teras | 96160851 | MS3 | [7 empty] | C |  | EU/S-AMREG/APREG | 5.04 kg | 3 m³/h | 10700 p/min | 1 x 200-240 V | 8.4 A | 1.15 kW | [20 empty] | 10700 p/min |  |  | 96080397 | RP1 1/4 | 1.1 kW |  |  | Vesi | Stainless steel |  |  |  |  | MX |  |  |  |  | Y | [12 empty] | 1.55 kW |  |  |  | 0.01 m³ |  | sisemine |  |  | 998.2 kg/m³ |  | 84137029 |  |  | 70 m | Composite | [8 empty] | 20 °C | 0 .. 35 °C | sulgvent. ja tagasilöögikl-ga pump |  |  |  | 60 Hz | 1.00
96510214 | SQ5-50 1X200-240V 1,68KW 1,5M MOD.BB | SQ | 5 | 918.1731 |  | Jah | Jah | SQ5-50 1X200-240V 1,68KW 1,5M MOD.BB Puurkaevupump 3" | Elektrooniline kaitse, Grundfos, Puurkaevupump | 6.57 | 107 | 10.8 | 10.8 | sq5-50-1x200-240v-168kw-15m-modbb | https://avfvouczlgbtrhtqgokx.supabase.co/storage/v1/object/public/products/images/96510214.jpg | https://avfvouczlgbtrhtqgokx.supabase.co/storage/v1/object/public/products/curves/96510214_curve.png | https://avfvouczlgbtrhtqgokx.supabase.co/storage/v1/object/public/products/drawings/96510214_drawing.png | [5 empty] | CE,PCBC,RCM,EAC,CN Rohs Exempt,Morocco,UKCA,SEPRO |  |  | 4 |  |  | 6.57 kg | [6 empty] | side pole võimalik | 388435450 | [6 empty] | 2.07 |  |  | F | CU 300/CU 301 side pole võimalik |  |  | 1.5 m |  |  | IP68 | ISO9906:2012 3B | [6 empty] | otsekäivitus | [8 empty] | 15 bar | [13 empty] | 76 mm |  |  |  |  | Roostevaba teras | 96160852 | MS3 | [7 empty] | C |  | EU/S-AMREG/APREG | 5.84 kg | 5 m³/h |  |  | 11.2 A | 1.55 kW | [20 empty] | 10700 p/min |  |  | 96080399 | RP1 1/2 | 1.22 kW |  |  | Vesi | Stainless steel | [9 empty] | Y | [12 empty] | 2.05 kW |  |  |  | 0.01 m³ |  | sisemine |  |  | 998.2 kg/m³ |  | 84137029 |  |  | 48 m | Composite | [8 empty] | 20 °C | 0 .. 35 °C | sulgvent. ja tagasilöögikl-ga pump |  |  |  | 60 Hz | 1.00
96510215 | SQ5-60 1×200-240V 1,68kW 1,5M MOD.BB | SQ | 5 | 1179.6036 |  | Jah | Jah | SQ5-60 1×200-240V 1,68kW 1,5M MOD.BB Puurkaevupump 3" | Elektrooniline kaitse, Grundfos, Puurkaevupump | 6.79 | 107 | 10.8 | 10.8 | sq5-60-1200-240v-168kw-15m-modbb | https://avfvouczlgbtrhtqgokx.supabase.co/storage/v1/object/public/products/images/96510215.jpg | https://avfvouczlgbtrhtqgokx.supabase.co/storage/v1/object/public/products/curves/96510215_curve.png | https://avfvouczlgbtrhtqgokx.supabase.co/storage/v1/object/public/products/drawings/96510215_drawing.png | [5 empty] | CE,PCBC,RCM,EAC,CN Rohs Exempt,Morocco,UKCA,SEPRO |  |  | 5 |  |  | 6.79 kg | [6 empty] | side pole võimalik | 388435460 | [6 empty] | 2.07 |  |  | F | CU 300/CU 301 side pole võimalik |  |  | 1.5 m |  |  | IP68 | ISO9906:2012 3B | [6 empty] | otsekäivitus | [22 empty] | 76 mm |  |  |  |  | Roostevaba teras | 96160852 | MS3 | [7 empty] | C |  | EU/S-AMREG/APREG | 6.07 kg | 5 m³/h | 10700 p/min | 1 x 200-240 V | 11.2 A | 1.55 kW | [20 empty] | 10700 p/min |  |  | 96080411 | RP1 1/2 | 1.51 kW |  |  | Vesi | Stainless steel |  |  |  |  | MX |  |  |  |  | Y | [12 empty] | 2.05 kW |  |  |  | 0.0113 m³ |  | sisemine |  |  | 998.2 kg/m³ |  | 84137029 |  |  | 61 m | Composite | [8 empty] | 20 °C | 0 .. 35 °C | sulgvent. ja tagasilöögikl-ga pump |  |  |  | 60 Hz | 1.00
96510217 | SQ5-70 1X200-240V 1,85KW 1,5M MOD.B | SQ | 5 | 1218.6612 |  | Jah | Jah | SQ5-70 1X200-240V 1,85KW 1,5M MOD.B Puurkaevupump 3" | Elektrooniline kaitse, Grundfos, Puurkaevupump | 6.89 | 107 | 10.8 | 10.8 | sq5-70-1x200-240v-185kw-15m-modb | https://avfvouczlgbtrhtqgokx.supabase.co/storage/v1/object/public/products/images/96510217.jpg | https://avfvouczlgbtrhtqgokx.supabase.co/storage/v1/object/public/products/curves/96510217_curve.png | https://avfvouczlgbtrhtqgokx.supabase.co/storage/v1/object/public/products/drawings/96510217_drawing.png | [5 empty] | CE,PCBC,RCM,EAC,CN Rohs Exempt,Morocco,UKCA,SEPRO |  |  | 6 |  |  | 6.89 kg | [6 empty] | side pole võimalik | 388435470 | [6 empty] | 1.65 |  |  | F | CU 300/CU 301 side pole võimalik |  |  | 1.5 m |  |  | IP68 | ISO9906:2012 3B | [6 empty] | otsekäivitus | [22 empty] | 76 mm |  |  |  |  | Roostevaba teras | 96160853 | MS3 | [7 empty] | C |  | EU/S-AMREG/APREG | 6.17 kg | 5 m³/h | 10700 p/min | 1 x 200-240 V | 12.3 A | 1.85 kW | [20 empty] | 10700 p/min |  |  | 96080412 | RP1 1/2 | 1.81 kW |  |  | Vesi | Stainless steel |  |  |  |  | MX |  |  |  |  | Y | [12 empty] | 2.46 kW |  |  |  | 0.0113 m³ |  | sisemine |  |  | 998.2 kg/m³ |  | 84137029 |  |  | 73 m | Composite | [8 empty] | 20 °C | 0 .. 35 °C | sulgvent. ja tagasilöögikl-ga pump |  |  |  | 60 Hz | 1.00
96510220 | SQ7-40 1.68kW 1x200-240V 50/60Hz (BB) | SQ | 5 | 1262.2419 |  | Jah | Jah | SQ7-40 1.68kW 1x200-240V 50/60Hz (BB) Puurkaevupump 3" | Elektrooniline kaitse, Grundfos, Puurkaevupump | 6.57 | 107 | 10.8 | 10.8 | sq7-40-168kw-1x200-240v-5060hz-bb | https://avfvouczlgbtrhtqgokx.supabase.co/storage/v1/object/public/products/images/96510220.jpg | https://avfvouczlgbtrhtqgokx.supabase.co/storage/v1/object/public/products/curves/96510220_curve.png | https://avfvouczlgbtrhtqgokx.supabase.co/storage/v1/object/public/products/drawings/96510220_drawing.png | [5 empty] | CE,PCBC,RCM,EAC,CN Rohs Exempt,Morocco,UKCA,SEPRO |  |  | 3 |  |  | 6.57 kg | [6 empty] | side pole võimalik | 388437440 | [6 empty] | 2.07 |  |  | F | CU 300/CU 301 side pole võimalik |  |  | 1.5 m |  |  | IP68 | ISO9906:2012 3B | [6 empty] | otsekäivitus | [22 empty] | 76 mm |  |  |  |  | Roostevaba teras | 96160852 | MS3 | [7 empty] | C |  | EU/S-AMREG/APREG | 5.84 kg | 7 m³/h | 10700 p/min | 1 x 200-240 V | 11.2 A | 1.55 kW | [20 empty] | 10700 p/min |  |  | 96080401 | RP1 1/2 | 1.31 kW |  |  | Vesi | Stainless steel |  |  |  |  | MX |  |  |  |  | Y | [12 empty] | 2.05 kW |  |  |  | 0.0104 m³ |  | sisemine |  |  | 998.2 kg/m³ |  | 84137029 |  |  | 37 m | Composite | [8 empty] | 20 °C | 0 .. 35 °C | sulgvent. ja tagasilöögikl-ga pump |  |  |  | 60 Hz | 1.00
96510142 | SQE 1- 65 0.70kW 200-240V 50/60Hz | SQE | 5 | 855.7022 |  | Jah | Jah | SQE 1- 65 0.70kW 200-240V 50/60Hz Puurkaevupump 3" | Elektrooniline kaitse, Grundfos, Püsirõhk, Puurkaevupump | 5.35 | 107 | 10.8 | 10.8 | sqe-1--65-070kw-200-240v-5060hz | https://avfvouczlgbtrhtqgokx.supabase.co/storage/v1/object/public/products/images/96510142.jpg | https://avfvouczlgbtrhtqgokx.supabase.co/storage/v1/object/public/products/curves/96510142_curve.png | https://avfvouczlgbtrhtqgokx.supabase.co/storage/v1/object/public/products/drawings/96510142_drawing.png | [5 empty] | CE,PCBC,RCM,EAC,CN Rohs Exempt,Morocco,UKCA,SEPRO |  |  | 4 |  |  | 5.34 kg | [6 empty] | side CU 300/CU 301-ga võimalik | 388441465 | [6 empty] | 1.85 |  |  | F | CU 300/CU 301 side CU 300/CU 301-ga võimalik |  |  | 1.5 m |  |  | IP68 | ISO9906:2012 3B | [6 empty] | otsekäivitus | [8 empty] | 15 bar | [13 empty] | 76 mm |  |  |  |  | Roostevaba teras | 96160854 | [8 empty] | C |  | EU/S-AMREG/APREG | 4.62 kg | 1 m³/h | 10700 p/min | 1 x 200-240 V | 5.2 A | 0.7 kW |  | 9041348 | [18 empty] | 10700 p/min |  |  | 96080383 | RP1 1/4 | 0.68 kW |  |  | Vesi | Stainless steel | [9 empty] | Y | [7 empty] | 5853362 |  |  |  |  | 1 kW |  |  |  | 0.0094 m³ |  | sisemine |  |  | 998.2 kg/m³ |  | 84137029 |  |  | 72 m | Composite | [8 empty] | 20 °C | 0 .. 35 °C | sulgvent. ja tagasilöögikl-ga pump |  |  |  | 60 Hz | 1.00
96510143 | SQE 1- 80 1.15kW 200-240V 50/60Hz | SQE | 5 | 1031.355 |  | Jah | Jah | SQE 1- 80 1.15kW 200-240V 50/60Hz Puurkaevupump 3" | Elektrooniline kaitse, Grundfos, Püsirõhk, Puurkaevupump | 5.96 | 107 | 10.8 | 10.8 | sqe-1--80-115kw-200-240v-5060hz | https://avfvouczlgbtrhtqgokx.supabase.co/storage/v1/object/public/products/images/96510143.jpg | https://avfvouczlgbtrhtqgokx.supabase.co/storage/v1/object/public/products/curves/96510143_curve.png | https://avfvouczlgbtrhtqgokx.supabase.co/storage/v1/object/public/products/drawings/96510143_drawing.png | [5 empty] | CE,PCBC,RCM,EAC,CN Rohs Exempt,Morocco,UKCA,SEPRO |  |  | 5 |  |  | 5.96 kg | [6 empty] | side CU 300/CU 301-ga võimalik | 388441480 | [6 empty] | 2.05 |  |  | F | CU 300/CU 301 side CU 300/CU 301-ga võimalik |  |  | 1.5 m |  |  | IP68 | ISO9906:2012 3B | [6 empty] | otsekäivitus | [8 empty] | 15 bar | [13 empty] | 76 mm |  |  |  |  | Roostevaba teras | 96160855 | MSE3 | [7 empty] | C |  | EU/S-AMREG/APREG | 5.24 kg | 1 m³/h |  | 1 x 200-240 V | 8.4 A | 1.15 kW |  | 9041349 | [18 empty] | 10700 p/min |  |  | 96080391 | RP1 1/4 | 0.84 kW |  |  | Vesi | Stainless steel |  |  |  |  | MX |  |  |  |  | Y | [7 empty] | 5853363 |  |  |  |  | 1.55 kW |  |  |  | 0.01 m³ |  | sisemine |  |  | 998.2 kg/m³ |  | 84137029 |  |  | 91 m | Composite | [8 empty] | 20 °C | 0 .. 35 °C | sulgvent. ja tagasilöögikl-ga pump |  |  |  | 60 Hz | 1.00
96510160 | SQE 3- 80 1.68kW 200-240V 50/60Hz | SQE | 5 | 1241.2231 |  | Jah | Jah | SQE 3- 80 1.68kW 200-240V 50/60Hz Puurkaevupump 3" | Elektrooniline kaitse, Grundfos, Püsirõhk, Puurkaevupump | 6.57 | 107 | 10.8 | 10.8 | sqe-3--80-168kw-200-240v-5060hz | https://avfvouczlgbtrhtqgokx.supabase.co/storage/v1/object/public/products/images/96510160.jpg | https://avfvouczlgbtrhtqgokx.supabase.co/storage/v1/object/public/products/curves/96510160_curve.png | https://avfvouczlgbtrhtqgokx.supabase.co/storage/v1/object/public/products/drawings/96510160_drawing.png | [5 empty] | CE,PCBC,RCM,EAC,CN Rohs Exempt,Morocco,UKCA,SEPRO |  |  | 6 |  |  | 6.57 kg | [6 empty] | side CU 300/CU 301-ga võimalik | 388443480 | [6 empty] | 2.07 |  |  | F | CU 300/CU 301 side CU 300/CU 301-ga võimalik |  |  | 1.5 m |  |  | IP68 | ISO9906:2012 3B | [6 empty] | otsekäivitus | [22 empty] | 76 mm |  |  |  |  | Roostevaba teras | 96160856 | MSE3 | [7 empty] | C |  | EU/S-AMREG/APREG | 5.84 kg | 3 m³/h | 10700 p/min | 1 x 200-240 V | 11.2 A | 1.55 kW |  | 9041356 | [18 empty] | 10700 p/min |  |  | 96080408 | RP1 1/4 | 1.31 kW |  |  | Vesi | Stainless steel |  |  |  |  | MX |  |  |  |  | Y | [7 empty] | 5853379 |  |  |  |  | 2.05 kW |  |  |  | 0.0104 m³ |  | sisemine |  |  | 998.2 kg/m³ |  | 84137029 |  |  | 84 m | Composite | [8 empty] | 20 °C | 0 .. 35 °C | sulgvent. ja tagasilöögikl-ga pump |  |  |  | 60 Hz | 1.00
96510166 | SQE 5- 50 1.68kW 200-240V 50/60Hz | SQE | 5 | 1000.0663 |  | Jah | Jah | SQE 5- 50 1.68kW 200-240V 50/60Hz Puurkaevupump 3" | Elektrooniline kaitse, Grundfos, Püsirõhk, Puurkaevupump | 6.57 | 107 | 10.8 | 10.8 | sqe-5--50-168kw-200-240v-5060hz | https://avfvouczlgbtrhtqgokx.supabase.co/storage/v1/object/public/products/images/96510166.jpg | https://avfvouczlgbtrhtqgokx.supabase.co/storage/v1/object/public/products/curves/96510166_curve.png | https://avfvouczlgbtrhtqgokx.supabase.co/storage/v1/object/public/products/drawings/96510166_drawing.png | [5 empty] | CE,PCBC,RCM,EAC,CN Rohs Exempt,Morocco,UKCA,SEPRO |  |  | 4 |  |  | 6.57 kg | [6 empty] | side CU 300/CU 301-ga võimalik | 388445450 | [6 empty] | 2.07 |  |  | F | CU 300/CU 301 side CU 300/CU 301-ga võimalik |  |  | 1.5 m |  |  | IP68 | ISO9906:2012 3B | [6 empty] | otsekäivitus | [8 empty] | 15 bar | [13 empty] | 76 mm |  |  |  |  | Roostevaba teras | 96160856 | MSE3 | [7 empty] | C |  | EU/S-AMREG/APREG | 5.84 kg | 5 m³/h | 10700 p/min |  | 11.2 A | 1.55 kW |  | 9041357 | [18 empty] | 10700 p/min |  |  | 96080399 | RP1 1/2 | 1.22 kW |  |  | Vesi | Stainless steel |  |  |  |  | MX |  |  |  |  | Y | [7 empty] | 5853385 |  |  |  |  | 2.05 kW |  |  |  | 0.01 m³ |  | sisemine |  |  | 998.2 kg/m³ |  | 84137029 |  |  | 48 m | Composite | [8 empty] | 20 °C | 0 .. 35 °C | sulgvent. ja tagasilöögikl-ga pump |  |  |  | 60 Hz | 1.00
96510171 | SQE 7- 40 1.68kW 200-240V 50/60Hz | SQE | 5 | 1375.1577 |  | Jah | Jah | SQE 7- 40 1.68kW 200-240V 50/60Hz Puurkaevupump 3" | Elektrooniline kaitse, Grundfos, Püsirõhk, Puurkaevupump | 6.57 | 107 | 10.8 | 10.8 | sqe-7--40-168kw-200-240v-5060hz | https://avfvouczlgbtrhtqgokx.supabase.co/storage/v1/object/public/products/images/96510171.jpg | https://avfvouczlgbtrhtqgokx.supabase.co/storage/v1/object/public/products/curves/96510171_curve.png | https://avfvouczlgbtrhtqgokx.supabase.co/storage/v1/object/public/products/drawings/96510171_drawing.png | [5 empty] | CE,PCBC,RCM,EAC,CN Rohs Exempt,Morocco,UKCA,SEPRO |  |  | 3 |  |  | 6.57 kg | [6 empty] | side CU 300/CU 301-ga võimalik | 388447440 | [9 empty] | F | CU 300/CU 301 side CU 300/CU 301-ga võimalik |  |  | 1.5 m |  |  | IP68 | ISO9906:2012 3B | [6 empty] | otsekäivitus | [8 empty] | 15 bar | [13 empty] | 76 mm |  |  |  |  | Roostevaba teras | 96160856 | MSE3 | [7 empty] | C |  | EU/S-AMREG/APREG | 5.84 kg | 7 m³/h |  | 1 x 200-240 V | 11.2 A | 1.55 kW | [20 empty] | 10700 p/min |  |  | 96080401 | RP1 1/2 | 1.31 kW |  |  | Vesi | Stainless steel | [9 empty] | Y | [7 empty] | 5853390 |  |  |  |  | 2.05 kW |  |  |  | 0.0104 m³ |  | sisemine |  |  | 998.2 kg/m³ |  | 84137029 |  |  | 37 m | Composite | [8 empty] | 20 °C | 0 .. 35 °C | sulgvent. ja tagasilöögikl-ga pump |  |  |  | 50 Hz | 1.00
93001549 | SQE 7-55 1.85kW 200-240V 50/60Hz | SQE | 5 | 1446.9939 |  | Jah | Jah | SQE 7-55 1.85kW 200-240V 50/60Hz Puurkaevupump 3" | Elektrooniline kaitse, Grundfos, Püsirõhk, Puurkaevupump | 9.11 | 107 | 10.8 | 10.8 | sqe-7-55-185kw-200-240v-5060hz | https://avfvouczlgbtrhtqgokx.supabase.co/storage/v1/object/public/products/images/93001549.jpg | https://avfvouczlgbtrhtqgokx.supabase.co/storage/v1/object/public/products/curves/93001549_curve.png | https://avfvouczlgbtrhtqgokx.supabase.co/storage/v1/object/public/products/drawings/93001549_drawing.png | [5 empty] | CE,PCBC,RCM,EAC,CN Rohs Exempt,Morocco,UKCA,SEPRO |  |  | 4 |  |  | 9.11 kg | [6 empty] | side CU 300/CU 301-ga võimalik | [10 empty] | F |  |  |  | 1.5 m |  |  | IP68 | ISO9906:2012 3B | [6 empty] | otsekäivitus | [8 empty] | 15 bar | [13 empty] | 76 mm |  |  |  |  | Roostevaba teras | 96160857 | MSE3 | [7 empty] | C |  | EU/S-AMREG/APREG | 8.39 kg | 7 m³/h | 10700 p/min | 1 x 200-240 V | 12.3 A | 1.85 kW | [20 empty] | 10700 p/min |  |  | 93001542 | RP1 1/2 | 1.65 kW |  |  | Vesi | Stainless steel |  |  |  |  | MX |  |  |  |  | Y | [12 empty] | 2.46 kW | [5 empty] | sisemine |  |  | 998.2 kg/m³ |  | 84137029 |  |  | 57 m | Composite | [8 empty] | 20 °C | 0 .. 35 °C | sulgvent. ja tagasilöögikl-ga pump |  |  |  | 50 Hz | 1.00
96510151 | SQE2-55 1×200-240V 0,70kW 1,5M MOD.BB | SQE | 5 | 809.6206 |  | Jah | Jah | SQE2-55 1×200-240V 0,70kW 1,5M MOD.BB Puurkaevupump 3" | Elektrooniline kaitse, Grundfos, Püsirõhk, Puurkaevupump | 5.98 | 107 | 10.8 | 10.8 | sqe2-55-1200-240v-070kw-15m-modbb | https://avfvouczlgbtrhtqgokx.supabase.co/storage/v1/object/public/products/images/96510151.jpg | https://avfvouczlgbtrhtqgokx.supabase.co/storage/v1/object/public/products/curves/96510151_curve.png | https://avfvouczlgbtrhtqgokx.supabase.co/storage/v1/object/public/products/drawings/96510151_drawing.png | [5 empty] | CE,PCBC,RCM,EAC,CN Rohs Exempt,Morocco,UKCA,SEPRO |  |  | 3 |  |  | 5.98 kg | [6 empty] | side CU 300/CU 301-ga võimalik | 388442455 |  |  |  | 4762530 |  |  | 1.85 |  |  | F | CU 300/CU 301 side CU 300/CU 301-ga võimalik |  |  | 1.5 m |  |  | IP68 | ISO9906:2012 3B | [6 empty] | otsekäivitus | [22 empty] | 76 mm |  |  |  |  | Roostevaba teras | 96160571 | MSE3 | [7 empty] | B |  | EU/S-AMREG/APREG | 5.26 kg | 2 m³/h | 10700 p/min | 1 x 200-240 V | 5.2 A | 0.7 kW |  | 9041362 | [18 empty] | 10700 p/min |  |  | 96080385 | RP1 1/4 | 0.69 kW |  |  | Vesi | Stainless steel |  |  |  |  | MX |  |  |  |  | Y | [7 empty] | 5853370 |  |  |  |  | 1 kW |  |  |  | 0.0092 m³ |  | sisemine |  |  | 998.2 kg/m³ |  | 84137029 |  |  | 54 m | Composite | [8 empty] | 20 °C | 0 .. 35 °C | sulgvent. ja tagasilöögikl-ga pump |  |  |  | 60 Hz | 1.00
96510152 | SQE2-70 1×200-240V 1,15kW 1,5M MOD.BB | SQE | 5 | 896.0901 |  | Jah | Jah | SQE2-70 1×200-240V 1,15kW 1,5M MOD.BB Puurkaevupump 3" | Elektrooniline kaitse, Grundfos, Püsirõhk, Puurkaevupump | 5.75 | 107 | 10.8 | 10.8 | sqe2-70-1200-240v-115kw-15m-modbb | https://avfvouczlgbtrhtqgokx.supabase.co/storage/v1/object/public/products/images/96510152.jpg | https://avfvouczlgbtrhtqgokx.supabase.co/storage/v1/object/public/products/curves/96510152_curve.png | https://avfvouczlgbtrhtqgokx.supabase.co/storage/v1/object/public/products/drawings/96510152_drawing.png | [5 empty] | CE,PCBC,RCM,EAC,CN Rohs Exempt,Morocco,UKCA,SEPRO |  |  | 4 |  |  | 5.74 kg | [6 empty] | side CU 300/CU 301-ga võimalik | 388442470 |  |  |  | 4762531 |  |  | 2.05 |  |  | F | CU 300/CU 301 side CU 300/CU 301-ga võimalik |  |  | 1.5 m |  |  | IP68 | ISO9906:2012 3B | [6 empty] | otsekäivitus | [8 empty] | 15 bar | [13 empty] | 76 mm |  |  |  |  | Roostevaba teras | 96160855 | [8 empty] | C |  | EU/S-AMREG/APREG | 5.02 kg | 2 m³/h | 10700 p/min | 1 x 200-240 V | 8.4 A | 1.15 kW |  | 9041352 | [18 empty] | 10700 p/min |  |  | 96080394 | RP1 1/4 | 0.91 kW |  |  | Vesi | Stainless steel |  |  |  |  | MX |  |  |  |  | Y | [7 empty] | 5853371 |  |  |  |  | 1.55 kW |  |  |  | 0.0094 m³ |  | sisemine |  |  | 998.2 kg/m³ |  | 84137029 |  |  | 71 m | Composite | [8 empty] | 20 °C | 0 .. 35 °C | sulgvent. ja tagasilöögikl-ga pump |  |  |  | 60 Hz | 1.00
96510158 | SQE3-55 1×200-240V 1,15kW 1,5M MOD.BB | SQE | 5 | 894.4405 |  | Jah | Jah | SQE3-55 1×200-240V 1,15kW 1,5M MOD.BB Puurkaevupump 3" | Elektrooniline kaitse, Grundfos, Püsirõhk, Puurkaevupump | 5.75 | 107 | 10.8 | 10.8 | sqe3-55-1200-240v-115kw-15m-modbb | https://avfvouczlgbtrhtqgokx.supabase.co/storage/v1/object/public/products/images/96510158.jpg | https://avfvouczlgbtrhtqgokx.supabase.co/storage/v1/object/public/products/curves/96510158_curve.png | https://avfvouczlgbtrhtqgokx.supabase.co/storage/v1/object/public/products/drawings/96510158_drawing.png | [5 empty] | CE,PCBC,RCM,EAC,CN Rohs Exempt,Morocco,UKCA,SEPRO |  |  | 4 |  |  | 5.74 kg | [6 empty] | side CU 300/CU 301-ga võimalik | 388443455 | [6 empty] | 2.05 |  |  | F | CU 300/CU 301 side CU 300/CU 301-ga võimalik |  |  | 1.5 m |  |  | IP68 | ISO9906:2012 3B | [6 empty] | otsekäivitus | [8 empty] | 15 bar | [13 empty] | 76 mm |  |  |  |  | Roostevaba teras | 96160855 | MSE3 | [7 empty] | C |  | EU/S-AMREG/APREG | 5.02 kg | 3 m³/h |  | 1 x 200-240 V | 8.4 A | 1.15 kW |  | 9041355 | [18 empty] | 10700 p/min |  |  | 96080396 | RP1 1/4 | 0.89 kW |  |  | Vesi | Stainless steel |  |  |  |  | MX |  |  |  |  | Y | [7 empty] | 5853377 |  |  |  |  | 1.55 kW |  |  |  | 0.0094 m³ |  | sisemine |  |  | 998.2 kg/m³ |  | 84137029 |  |  | 56 m | Composite | [8 empty] | 20 °C | 0 .. 35 °C | sulgvent. ja tagasilöögikl-ga pump |  |  |  | 60 Hz | 1.00
96510159 | SQE3-65 1×200-240V 1,15KW 1,5M MOD.BB | SQE | 5 | 1000.0663 |  | Jah | Jah | SQE3-65 1×200-240V 1,15KW 1,5M MOD.BB Puurkaevupump 3" | Elektrooniline kaitse, Grundfos, Püsirõhk, Puurkaevupump | 5.76 | 107 | 10.8 | 10.8 | sqe3-65-1200-240v-115kw-15m-modbb | https://avfvouczlgbtrhtqgokx.supabase.co/storage/v1/object/public/products/images/96510159.jpg | https://avfvouczlgbtrhtqgokx.supabase.co/storage/v1/object/public/products/curves/96510159_curve.png | https://avfvouczlgbtrhtqgokx.supabase.co/storage/v1/object/public/products/drawings/96510159_drawing.png | [5 empty] | CE,PCBC,RCM,EAC,CN Rohs Exempt,Morocco,UKCA,SEPRO |  |  | 5 |  |  | 5.76 kg | [6 empty] | side CU 300/CU 301-ga võimalik | 388443465 | [6 empty] | 2.05 |  |  | F | CU 300/CU 301 side CU 300/CU 301-ga võimalik |  |  | 1.5 m |  |  | IP68 | ISO9906:2012 3B | [6 empty] | otsekäivitus | [8 empty] | 15 bar | [13 empty] | 76 mm |  |  |  |  | Roostevaba teras | 96160855 | MSE3 | [7 empty] | C |  | EU/S-AMREG/APREG | 5.04 kg | 3 m³/h | 10700 p/min | 1 x 200-240 V | 8.4 A | 1.15 kW | [20 empty] | 10700 p/min |  |  | 96080397 | RP1 1/4 | 1.1 kW |  |  | Vesi | Stainless steel |  |  |  |  | MX |  |  |  |  | Y | [7 empty] | 5853378 |  |  |  |  | 1.55 kW |  |  |  | 0.01 m³ |  | sisemine |  |  | 998.2 kg/m³ |  | 84137029 |  |  | 70 m | Composite | [8 empty] | 20 °C | 0 .. 35 °C | sulgvent. ja tagasilöögikl-ga pump |  |  |  | 60 Hz | 1.00
96510167 | SQE5-60 1×200-240V 1,68kW 1,5M MOD.BB | SQE | 5 | 1284.378 |  | Jah | Jah | SQE5-60 1×200-240V 1,68kW 1,5M MOD.BB Puurkaevupump 3" | Elektrooniline kaitse, Grundfos, Püsirõhk, Puurkaevupump | 6.79 | 107 | 10.8 | 10.8 | sqe5-60-1200-240v-168kw-15m-modbb | https://avfvouczlgbtrhtqgokx.supabase.co/storage/v1/object/public/products/images/96510167.jpg | https://avfvouczlgbtrhtqgokx.supabase.co/storage/v1/object/public/products/curves/96510167_curve.png | https://avfvouczlgbtrhtqgokx.supabase.co/storage/v1/object/public/products/drawings/96510167_drawing.png | [5 empty] | CE,PCBC,RCM,EAC,CN Rohs Exempt,Morocco,UKCA,SEPRO |  |  | 5 |  |  | 6.79 kg | [6 empty] | side CU 300/CU 301-ga võimalik | 388445460 | [9 empty] | F | CU 300/CU 301 side CU 300/CU 301-ga võimalik |  |  | 1.5 m |  |  | IP68 | ISO9906:2012 3B | [6 empty] | otsekäivitus | [8 empty] | 15 bar | [13 empty] | 76 mm |  |  |  |  | Roostevaba teras | 96160856 | MSE3 | [7 empty] | C |  | EU/S-AMREG/APREG | 6.07 kg | 5 m³/h | 10700 p/min | 1 x 200-240 V | 11.2 A | 1.55 kW |  | 9041358 | [18 empty] | 10700 p/min |  |  | 96080411 | RP1 1/2 | 1.51 kW |  |  | Vesi | Stainless steel |  |  |  |  | MX |  |  |  |  | Y | [7 empty] | 5853386 |  |  |  |  | 2.05 kW |  |  |  | 0.0113 m³ |  | sisemine |  |  | 998.2 kg/m³ |  | 84137029 |  |  | 61 m | Composite | [8 empty] | 20 °C | 0 .. 35 °C | sulgvent. ja tagasilöögikl-ga pump |  |  |  | 50 Hz | 1.00
96510168 | SQE5-70 1×200-240V 1,85kW 1,5m MOD.BB | SQE | 5 | 1327.533 |  | Jah | Jah | SQE5-70 1×200-240V 1,85kW 1,5m MOD.BB Puurkaevupump 3" | Elektrooniline kaitse, Grundfos, Püsirõhk, Puurkaevupump | 6.89 | 107 | 10.8 | 10.8 | sqe5-70-1200-240v-185kw-15m-modbb | https://avfvouczlgbtrhtqgokx.supabase.co/storage/v1/object/public/products/images/96510168.jpg | https://avfvouczlgbtrhtqgokx.supabase.co/storage/v1/object/public/products/curves/96510168_curve.png | https://avfvouczlgbtrhtqgokx.supabase.co/storage/v1/object/public/products/drawings/96510168_drawing.png | [5 empty] | CE,PCBC,RCM,EAC,CN Rohs Exempt,Morocco,UKCA,SEPRO |  |  | 6 |  |  | 6.89 kg | [6 empty] | side CU 300/CU 301-ga võimalik | 388445470 | [9 empty] | F | CU 300/CU 301 side CU 300/CU 301-ga võimalik |  |  | 1.5 m |  |  | IP68 | ISO9906:2012 3B | [6 empty] | otsekäivitus | [8 empty] | 15 bar | [13 empty] | 76 mm |  |  |  |  | Roostevaba teras | 96160857 | [8 empty] | C |  | EU/S-AMREG/APREG | 6.17 kg | 5 m³/h | 10700 p/min | 1 x 200-240 V | 12.3 A | 1.85 kW | [20 empty] | 10700 p/min |  |  | 96080412 | RP1 1/2 | 1.81 kW |  |  | Vesi | Stainless steel | [9 empty] | Y | [7 empty] | 5853387 |  |  |  |  | 2.46 kW |  |  |  | 0.0113 m³ |  | sisemine |  |  | 998.2 kg/m³ |  | 84137029 |  |  | 73 m | Composite | [8 empty] | 20 °C | 0 .. 35 °C | sulgvent. ja tagasilöögikl-ga pump |  |  |  | 50 Hz | 1.00
96011016 | UNILIFT AP12.40.04.1 1x230V 10m SCH | Unilift AP | 5 | 550.9396 |  | Jah | Jah | UNILIFT AP12.40.04.1 1x230V 10m SCH Drenaažipump | Drenaažipump, Grundfos, Roostevaba | 12.82 | 26.6 | 25 | 42.9 | unilift-ap1240041-1x230v-10m-sch | https://avfvouczlgbtrhtqgokx.supabase.co/storage/v1/object/public/products/images/96011016.jpg | https://avfvouczlgbtrhtqgokx.supabase.co/storage/v1/object/public/products/curves/96011016_curve.png | https://avfvouczlgbtrhtqgokx.supabase.co/storage/v1/object/public/products/drawings/96011016_drawing.png | [5 empty] | CE,RCM,VDE,LGABG,EAC,TUVRHWID,MORO,UKCA,SEPRO | [5 empty] | 12.8 kg |  | Brass |  |  | 0.99 |  |  | 391313101 |  | WEEE |  | 4822509 |  |  |  |  | F | [6 empty] | SCHUKO | IP68 |  |  |  |  | 12 µF/400 V | [5 empty] | 10 m | [7 empty] | 12 mm |  |  |  | 3.89 l/s |  |  | 7 m | [11 empty] | PSC | [10 empty] | 12.1 kg |  |  | 1 x 230 V | 3.1 A |  |  | 9045605 | [5 empty] | D/S |  |  |  | Indoor/outdoor | [15 empty] | Stainless steel | [6 empty] | RS | 0.4 kW | 2770 p/min |  | 0.7 kW | KONTAKT |  | 1 1/2 inch | [5 empty] | 5885770 | [10 empty] | sisemine |  |  | 998.2 kg/m³ |  | 84137021 |  | 10 m |  | Stainless steel |  |  |  | Rp |  | SEMI OPEN |  |  | 20 °C | 0 .. 55 °C |  |  |  |  | 50 Hz | [6 empty] | 0 .. 55 °C
96011018 | UNILIFT AP12.40.04.A1 1x230V 10m SCH | Unilift AP | 5 | 596.3692 |  | Jah | Jah | UNILIFT AP12.40.04.A1 1x230V 10m SCH Drenaažipump | Drenaažipump, Grundfos, Roostevaba | 12.3 | 26.6 | 25 | 42.9 | unilift-ap124004a1-1x230v-10m-sch | https://avfvouczlgbtrhtqgokx.supabase.co/storage/v1/object/public/products/images/96011018.jpg | https://avfvouczlgbtrhtqgokx.supabase.co/storage/v1/object/public/products/curves/96011018_curve.png | https://avfvouczlgbtrhtqgokx.supabase.co/storage/v1/object/public/products/drawings/96011018_drawing.png | [5 empty] | CE,RCM,VDE,LGABG,EAC,TUVRHWID,MORO,UKCA,SEPRO | [5 empty] | 12.3 kg |  | Brass |  |  | 0.99 |  |  | 391313301 |  | WEEE |  | 4822511 |  |  |  |  | F |  | Nivoolüliti A |  |  |  |  | SCHUKO | IP68 |  |  |  |  | 12 µF/400 V | [5 empty] | 10 m | [7 empty] | 12 mm |  |  |  | 3.89 l/s |  |  | 7 m | [11 empty] | PSC | [10 empty] | 12.2 kg |  |  | 1 x 230 V | 3 A |  | A | 9045603 | [5 empty] | D/S |  |  |  | Indoor/outdoor | [15 empty] | Stainless steel | [6 empty] | RS | 0.4 kW | 2770 p/min |  | 0.7 kW | KONTAKT |  | 1 1/2 inch | [5 empty] | 5885771 | [10 empty] | sisemine |  |  | 998.2 kg/m³ |  | 84137021 |  | 10 m |  | Stainless steel |  |  |  | Rp |  | SEMI OPEN |  |  | 20 °C | 0 .. 55 °C |  |  |  |  | 50 Hz | [6 empty] | 0 .. 55 °C
96001720 | UNILIFT AP12.40.06.1 1x230V 10m SCH | Unilift AP | 5 | 574.4417 |  | Jah | Jah | UNILIFT AP12.40.06.1 1x230V 10m SCH Drenaažipump | Drenaažipump, Grundfos, Roostevaba | 13.37 | 26.6 | 25 | 42.9 | unilift-ap1240061-1x230v-10m-sch | https://avfvouczlgbtrhtqgokx.supabase.co/storage/v1/object/public/products/images/96001720.jpg | https://avfvouczlgbtrhtqgokx.supabase.co/storage/v1/object/public/products/curves/96001720_curve.png | https://avfvouczlgbtrhtqgokx.supabase.co/storage/v1/object/public/products/drawings/96001720_drawing.png | [5 empty] | CE,RCM,VDE,LGABG,EAC,TUVRHWID,MORO,UKCA,SEPRO | [5 empty] | 13.4 kg |  | Brass |  |  | 0.99 |  |  | 391313111 |  | WEEE |  | 4822517 |  |  |  |  | F | [6 empty] | SCHUKO | IP68 |  |  |  |  | 16 µF/400 V | [5 empty] | 10 m | [7 empty] | 12 mm |  |  |  | 5 l/s |  |  | 7 m | [11 empty] | PSC | [10 empty] | 12.1 kg |  |  | 1 x 230 V | 4.4 A |  |  | 9045609 | [5 empty] | D/S |  |  |  | Indoor/outdoor | [15 empty] | Stainless steel | [7 empty] | 0.6 kW | 2785 p/min |  | 0.9 kW | KONTAKT |  | 1 1/2 inch | [5 empty] | 5885772 | [10 empty] | sisemine |  |  | 998.2 kg/m³ |  | 84137021 |  | 13 m |  | Stainless steel |  |  |  | Rp |  | SEMI OPEN |  |  | 20 °C | 0 .. 55 °C |  |  |  |  | 50 Hz | [6 empty] | 0 .. 55 °C
96010979 | UNILIFT AP12.40.06.A1 1x230V 10m SCH | Unilift AP | 5 | 634.0861 |  | Jah | Jah | UNILIFT AP12.40.06.A1 1x230V 10m SCH Drenaažipump | Drenaažipump, Grundfos, Roostevaba | 12.5 | 26.6 | 25 | 42.9 | unilift-ap124006a1-1x230v-10m-sch | https://avfvouczlgbtrhtqgokx.supabase.co/storage/v1/object/public/products/images/96010979.jpg | https://avfvouczlgbtrhtqgokx.supabase.co/storage/v1/object/public/products/curves/96010979_curve.png | https://avfvouczlgbtrhtqgokx.supabase.co/storage/v1/object/public/products/drawings/96010979_drawing.png | [5 empty] | CE,RCM,VDE,LGABG,EAC,TUVRHWID,MORO,UKCA,SEPRO | [5 empty] | 12.5 kg |  | Brass |  |  | 0.99 |  |  | 391313311 |  | WEEE |  | 4822519 |  |  |  |  | F |  | Nivoolüliti A |  |  |  |  | SCHUKO | IP68 |  |  |  |  | 16 µF/400 V | [5 empty] | 10 m | [7 empty] | 12 mm |  |  |  | 5 l/s |  |  | 7 m | [11 empty] | PSC | [10 empty] | 12.2 kg |  |  | 1 x 230 V | 4.4 A |  | A | 9045607 | [5 empty] | D/S |  |  |  | Indoor/outdoor | [15 empty] | Stainless steel | [7 empty] | 0.6 kW | 2785 p/min |  | 0.9 kW | KONTAKT |  | 1 1/2 inch | [5 empty] | 5885773 | [10 empty] | sisemine |  |  | 998.2 kg/m³ |  | 84137021 |  | 13 m |  | Stainless steel |  |  |  | Rp |  | SEMI OPEN |  |  | 20 °C | 0 .. 55 °C |  |  |  |  | 50 Hz | [6 empty] | 0 .. 55 °C
96001869 | UNILIFT AP12.40.08.1 1x230V 10m SCH | Unilift AP | 5 | 651.4503 |  | Jah | Jah | UNILIFT AP12.40.08.1 1x230V 10m SCH Drenaažipump | Drenaažipump, Grundfos, Roostevaba | 14.97 | 26.6 | 25 | 42.9 | unilift-ap1240081-1x230v-10m-sch | https://avfvouczlgbtrhtqgokx.supabase.co/storage/v1/object/public/products/images/96001869.jpg | https://avfvouczlgbtrhtqgokx.supabase.co/storage/v1/object/public/products/curves/96001869_curve.png | https://avfvouczlgbtrhtqgokx.supabase.co/storage/v1/object/public/products/drawings/96001869_drawing.png | [5 empty] | CE,RCM,VDE,LGABG,EAC,TUVRHWID,MORO,UKCA,SEPRO | [5 empty] | 15 kg |  | Brass |  |  | 0.99 |  |  | 391313131 |  | WEEE |  | 4822532 |  |  |  |  | F | [6 empty] | SCHUKO | IP68 |  |  |  |  | 16 µF/400 V | [5 empty] | 10 m | [7 empty] | 12 mm |  |  |  | 5.83 l/s |  |  | 7 m | [11 empty] | PSC | [10 empty] | 13.8 kg |  |  | 1 x 230 V | 5.9 A |  |  | 9045613 | [5 empty] | D/S |  |  |  | Indoor/outdoor | [15 empty] | Stainless steel | [7 empty] | 0.8 kW | 2780 p/min |  | 1.3 kW | KONTAKT |  | 1 1/2 inch | [5 empty] | 5885778 | [10 empty] | sisemine |  |  | 998.2 kg/m³ |  | 84137021 |  | 15 m |  | Stainless steel |  |  |  | Rp |  | SEMI OPEN |  |  | 20 °C | 0 .. 55 °C |  |  |  |  | 50 Hz | [6 empty] | 0 .. 55 °C
96010980 | UNILIFT AP12.40.08.A1 1x230V 10m SCH | Unilift AP | 5 | 711.5339 |  | Jah | Jah | UNILIFT AP12.40.08.A1 1x230V 10m SCH Drenaažipump | Drenaažipump, Grundfos, Roostevaba | 15.55 | 26.6 | 25 | 42.9 | unilift-ap124008a1-1x230v-10m-sch | https://avfvouczlgbtrhtqgokx.supabase.co/storage/v1/object/public/products/images/96010980.jpg | https://avfvouczlgbtrhtqgokx.supabase.co/storage/v1/object/public/products/curves/96010980_curve.png | https://avfvouczlgbtrhtqgokx.supabase.co/storage/v1/object/public/products/drawings/96010980_drawing.png | [5 empty] | CE,RCM,VDE,LGABG,EAC,TUVRHWID,MORO,UKCA,SEPRO | [5 empty] | 15.5 kg |  | Brass |  |  | 0.99 |  |  | 391313331 |  | WEEE |  | 4822531 |  |  |  |  | F |  | Nivoolüliti A |  |  |  |  | SCHUKO | IP68 |  |  |  |  | 16 µF/400 V | [5 empty] | 10 m | [7 empty] | 12 mm |  |  |  | 5.83 l/s |  |  | 7 m | [11 empty] | PSC | [10 empty] | 13.8 kg |  |  | 1 x 230 V | 5.9 A |  | A | 9045611 | [5 empty] | D/S |  |  |  | Indoor/outdoor | [15 empty] | Stainless steel | [7 empty] | 0.8 kW | 2780 p/min |  | 1.3 kW | KONTAKT |  | 1 1/2 inch | [5 empty] | 5885777 | [10 empty] | sisemine |  |  | 998.2 kg/m³ |  | 84137021 |  | 15 m |  | Stainless steel |  |  |  | Rp |  | SEMI OPEN |  |  | 20 °C | 0 .. 55 °C |  |  |  |  | 50 Hz | [6 empty] | 0 .. 55 °C
96004587 | UNILIFT AP50B.50.08.1V 1x230V 10m Sch | Unilift AP | 5 | 679.0765 |  | Jah | Jah | UNILIFT AP50B.50.08.1V 1x230V 10m Sch Drenaažipump | Grundfos, Roostevaba, Väike reoveepump, Vortex | 12.1 | 25.6 | 21.9 | 50.4 | unilift-ap50b50081v-1x230v-10m-sch | https://avfvouczlgbtrhtqgokx.supabase.co/storage/v1/object/public/products/images/96004587.jpg | https://avfvouczlgbtrhtqgokx.supabase.co/storage/v1/object/public/products/curves/96004587_curve.png | https://avfvouczlgbtrhtqgokx.supabase.co/storage/v1/object/public/products/drawings/96004587_drawing.png | [5 empty] | CE,RCM,VDE,LGABG,EAC,MORO,UKCA,SEPRO | [5 empty] | 12.1 kg |  |  |  |  | 0.97 |  |  | 391272112 |  | WEEE |  | 4822589 |  |  |  |  | F | [6 empty] | SCHUKO | IP68 |  |  | Y |  | 16 µF/400 V | [5 empty] | 10 m | [7 empty] | 50 mm |  |  |  | 6.67 l/s |  |  | 7 m | [11 empty] | PSC | [10 empty] | 11.5 kg |  |  | 1 x 230 V | 5.37 A | [8 empty] | S |  |  |  | Indoor/outdoor | [15 empty] | Stainless steel | [7 empty] | 0.74 kW | 2790 p/min |  | 1.2 kW | KONTAKT |  | 2 inch | [5 empty] | 5885937 | [10 empty] | sisemine |  |  | 998.2 kg/m³ |  | 84137021 |  | 11 m |  | Stainless steel |  |  |  | Rp |  | VORTEX |  |  | 20 °C | 0 .. 40 °C |  |  |  |  | 50 Hz | [6 empty] | 0 .. 40 °C
96468194 | UNILIFT AP50B.50.08.3V 3x400V 10m | Unilift AP | 5 | 679.4086 |  | Jah | Jah | UNILIFT AP50B.50.08.3V 3x400V 10m Drenaažipump/Reoveepump | Grundfos, Roostevaba, Väike reoveepump, Vortex | 11.38 | 25.6 | 21.9 | 50.4 | unilift-ap50b50083v-3x400v-10m | https://avfvouczlgbtrhtqgokx.supabase.co/storage/v1/object/public/products/images/96468194.jpg | https://avfvouczlgbtrhtqgokx.supabase.co/storage/v1/object/public/products/curves/96468194_curve.png | https://avfvouczlgbtrhtqgokx.supabase.co/storage/v1/object/public/products/drawings/96468194_drawing.png | [5 empty] | CE,RCM,VDE,LGABG,EAC,MORO,UKCA,SEPRO | [5 empty] | 11.4 kg |  |  |  |  | 0.89 |  |  | 391273122 |  | WEEE | [6 empty] | F | [6 empty] | NONE | IP68 |  |  | Y | [7 empty] | 10 m | [7 empty] | 50 mm |  |  |  | 6.67 l/s |  |  | 7 m | [22 empty] | 10 kg |  |  | 3 x 400 V | 1.98 A | [8 empty] | S |  |  |  | Indoor/outdoor | [15 empty] | Stainless steel | [7 empty] | 0.8 kW | 2810 p/min |  | 1.25 kW | PUUDUB |  | 2 inch | [5 empty] | 5880139 | [10 empty] | sisemine |  |  | 998.2 kg/m³ |  | 84137021 |  | 11 m |  | Stainless steel |  |  |  | Rp |  | VORTEX |  |  | 20 °C | 0 .. 40 °C |  |  |  |  | 50 Hz | [6 empty] | 0 .. 40 °C
96468354 | UNILIFT AP50B.50.08.A1V 1×230V 10m Sch | Unilift AP | 5 | 760.9269 |  | Jah | Jah | UNILIFT AP50B.50.08.A1V 1×230V 10m Sch Drenaažipump/Reoveepump | Grundfos, Roostevaba, Väike reoveepump, Vortex | 11.6 | 25.6 | 21.9 | 50.4 | unilift-ap50b5008a1v-1230v-10m-sch | https://avfvouczlgbtrhtqgokx.supabase.co/storage/v1/object/public/products/images/96468354.jpg | https://avfvouczlgbtrhtqgokx.supabase.co/storage/v1/object/public/products/curves/96468354_curve.png | https://avfvouczlgbtrhtqgokx.supabase.co/storage/v1/object/public/products/drawings/96468354_drawing.png | [5 empty] | CE,RCM,VDE,LGABG,EAC,MORO,UKCA,SEPRO | [5 empty] | 12.9 kg |  |  |  |  | 0.97 |  |  | 391272322 |  | WEEE | [6 empty] | F |  | Nivoolüliti A |  |  |  |  | SCHUKO | IP68 |  |  | Y |  | 16 µF/400 V | [5 empty] | 10 m | [7 empty] | 50 mm |  |  |  | 6.67 l/s |  |  | 7 m | [11 empty] | PSC | [10 empty] | 11.6 kg |  |  |  | 5.37 A |  | A | [6 empty] | S |  |  |  | Indoor/outdoor | [15 empty] | Stainless steel | [6 empty] | RS | 0.74 kW | 2790 p/min |  | 1.2 kW | KONTAKT |  | 2 inch | [5 empty] | 5886036 | [10 empty] | sisemine |  |  | 998.2 kg/m³ |  | 84137021 |  | 11 m |  | Stainless steel |  |  |  | Rp |  | VORTEX |  |  | 20 °C | 0 .. 40 °C |  |  |  |  | 50 Hz | [6 empty] | 0 .. 40 °C
96004599 | UNILIFT AP50B.50.11.1V 1x230V 10m Sch | Unilift AP | 5 | 839.1352 |  | Jah | Jah | UNILIFT AP50B.50.11.1V 1x230V 10m Sch Drenaažipump | Grundfos, Roostevaba, Väike reoveepump, Vortex | 12.5 | 25.6 | 21.9 | 50.4 | unilift-ap50b50111v-1x230v-10m-sch | https://avfvouczlgbtrhtqgokx.supabase.co/storage/v1/object/public/products/images/96004599.jpg | https://avfvouczlgbtrhtqgokx.supabase.co/storage/v1/object/public/products/curves/96004599_curve.png | https://avfvouczlgbtrhtqgokx.supabase.co/storage/v1/object/public/products/drawings/96004599_drawing.png | [5 empty] | CE,RCM,VDE,LGABG,EAC,MORO,UKCA,SEPRO | [5 empty] | 12.5 kg |  |  |  |  | 0.95 |  |  | 391272132 |  | WEEE |  | 4822591 |  |  |  |  | F | [6 empty] | SCHUKO | IP68 |  |  | Y |  | 20 µF/400 V | [5 empty] | 10 m | [7 empty] | 50 mm |  |  |  | 7.78 l/s |  |  | 7 m | [11 empty] | PSC | [10 empty] | 11.5 kg |  |  | 1 x 230 V | 8 A | [8 empty] | S |  |  |  | Indoor/outdoor | [15 empty] | Stainless steel | [6 empty] | RS | 1.21 kW | 2760 p/min |  | 1.75 kW | KONTAKT |  | 2 inch | [5 empty] | 5885939 | [10 empty] | sisemine |  |  | 998.2 kg/m³ |  | 84137021 |  | 14 m |  | Stainless steel |  |  |  | Rp |  | VORTEX |  |  | 20 °C | 0 .. 40 °C |  |  |  |  | 50 Hz | [6 empty] | 0 .. 40 °C
96468195 | UNILIFT AP50B.50.11.3V 3x400V 10m | Unilift AP | 5 | 800.7113 |  | Jah | Jah | UNILIFT AP50B.50.11.3V 3x400V 10m Drenaažipump/Reoveepump | Grundfos, Roostevaba, Väike reoveepump, Vortex | 14.14 | 25.6 | 21.9 | 50.4 | unilift-ap50b50113v-3x400v-10m | https://avfvouczlgbtrhtqgokx.supabase.co/storage/v1/object/public/products/images/96468195.jpg | https://avfvouczlgbtrhtqgokx.supabase.co/storage/v1/object/public/products/curves/96468195_curve.png | https://avfvouczlgbtrhtqgokx.supabase.co/storage/v1/object/public/products/drawings/96468195_drawing.png | [5 empty] | CE,RCM,VDE,LGABG,EAC,MORO,UKCA,SEPRO | [5 empty] | 14.1 kg |  |  |  |  | 0.90 |  |  | 391273142 |  | WEEE | [6 empty] | F | [6 empty] | NONE | IP68 |  |  | Y | [7 empty] | 10 m | [7 empty] | 50 mm |  |  |  | 8.06 l/s |  |  | 7 m | [22 empty] | 12.1 kg |  |  | 3 x 400 V | 2.81 A | [8 empty] | S |  |  |  | Indoor/outdoor | [15 empty] | Stainless steel | [6 empty] | RS | 1.31 kW | 2785 p/min |  | 1.75 kW | PUUDUB |  | 2 inch | [5 empty] | 5880140 | [10 empty] | sisemine |  |  | 998.2 kg/m³ |  | 84137021 |  | 14 m |  | Stainless steel |  |  |  | Rp |  | VORTEX |  |  | 20 °C | 0 .. 40 °C |  |  |  |  | 50 Hz | [6 empty] | 0 .. 40 °C
96468196 | UNILIFT AP50B.50.15.3V 3x400V 10m | Unilift AP | 5 | 936.7751 |  | Jah | Jah | UNILIFT AP50B.50.15.3V 3x400V 10m Drenaažipump/Reoveepump | Grundfos, Roostevaba, Väike reoveepump, Vortex | 12.8 | 25.6 | 21.9 | 50.4 | unilift-ap50b50153v-3x400v-10m | https://avfvouczlgbtrhtqgokx.supabase.co/storage/v1/object/public/products/images/96468196.jpg | https://avfvouczlgbtrhtqgokx.supabase.co/storage/v1/object/public/products/curves/96468196_curve.png | https://avfvouczlgbtrhtqgokx.supabase.co/storage/v1/object/public/products/drawings/96468196_drawing.png | [5 empty] | CE,RCM,VDE,LGABG,EAC,MORO,UKCA,SEPRO | [5 empty] | 12.8 kg |  |  |  |  | 0.85 |  |  | 391273162 |  | WEEE | [6 empty] | F | [6 empty] | NONE | IP68 |  |  | Y | [7 empty] | 10 m | [7 empty] | 50 mm |  |  |  | 8.61 l/s |  |  | 7 m | [22 empty] | 12.7 kg |  |  | 3 x 400 V | 3.7 A | [8 empty] | S |  |  |  | Indoor/outdoor | [15 empty] | Stainless steel | [7 empty] | 1.5 kW | 2785 p/min |  | 2.15 kW | PUUDUB |  | 2 inch | [5 empty] | 5880141 | [10 empty] | välimine |  |  | 998.2 kg/m³ |  | 84137021 |  | 17 m |  | Stainless steel |  |  |  | Rp |  | VORTEX |  |  | 20 °C | 0 .. 40 °C |  |  |  |  | 50 Hz | [6 empty] | 0 .. 40 °C
92616890 | UNILIFT APG.40.10.1 1x230V SCH | Unilift APG | 5 | 817.1006 |  | Jah | Jah | UNILIFT APG.40.10.1 1x230V Purustiga reoveepump | Grundfos, Purusti, Reovesi | 26.2 | 28.5 | 22.7 | 55 | unilift-apg40101-1x230v-sch | https://avfvouczlgbtrhtqgokx.supabase.co/storage/v1/object/public/products/images/92616890.jpg | https://avfvouczlgbtrhtqgokx.supabase.co/storage/v1/object/public/products/curves/92616890_curve.png | https://avfvouczlgbtrhtqgokx.supabase.co/storage/v1/object/public/products/drawings/92616890_drawing.png |  |  | 1 | GRUNDFOS UNILIFT APG (Product brochure) | [5 empty] | 96076063 |  | 24.8 kg | [7 empty] | 391331111 |  | WEEE |  | 4836184 | N |  |  |  | F | [7 empty] | IP68 | [10 empty] | 10 m | [7 empty] | 40 mm | [6 empty] | 7 m | [16 empty] | Stainless steel |  |  | A |  | Europe | 23.2 kg | 2 l/s |  | 1 x 230 V | 5.8 A |  |  | 9045604 | [14 empty] | Schuko plug |  | PN 10 | [8 empty] | Valumalm | [6 empty] | HU | 1 kW | 2850 p/min |  | 1.3 kW |  |  |  |  | DN 32/40 |  |  | 1 1/2 inch | 5885557 | [8 empty] | 0.036 m³ |  |  |  |  | 998.2 kg/m³ |  | 84137021 | CE,EAC,LGA,UKCA,SEPRO |  | 15 m | Composite |  |  |  |  | Type E/F (CEE7/7) | Grinder system |  | DIN / Rp | 20 °C | 0 .. 70 °C |  |  |  |  | 50 Hz | [6 empty] | 0 .. 40 °C
92616893 | UNILIFT APG.40.10.3 3x400V No plug | Unilift APG | 5 | 817.1006 |  | Jah | Jah | UNILIFT APG.40.10.3 3x400V Purustiga reoveepump, ilma pistikuta | Grundfos, Purusti, Reovesi | 26.2 | 28.5 | 22.7 | 55 | unilift-apg40103-3x400v-no-plug | https://avfvouczlgbtrhtqgokx.supabase.co/storage/v1/object/public/products/images/92616893.jpg | https://avfvouczlgbtrhtqgokx.supabase.co/storage/v1/object/public/products/curves/92616893_curve.png | https://avfvouczlgbtrhtqgokx.supabase.co/storage/v1/object/public/products/drawings/92616893_drawing.png |  |  | 1 | GRUNDFOS UNILIFT APG (Product brochure) |  | CE,EAC,AR_IRAM,LGA,UKCA,RCM,SEPRO |  |  |  | 96076063 |  | 24.8 kg | [7 empty] | 391331511 |  | WEEE |  | 4836187 | N |  |  |  | F |  | Float switch (Yes/No) N | [5 empty] | IP68 | [10 empty] | 10 m | [7 empty] | 40 mm | [6 empty] | 7 m | [16 empty] | Stainless steel |  |  | A |  | Europe/Argentina | 23.2 kg | 2 l/s |  | 3 x 400 V | 2.8 A |  |  | 9045608 | [14 empty] | No plug |  | PN 10 | [8 empty] | Valumalm | [7 empty] | 1 kW | 2850 p/min |  | 1.1 kW |  |  |  |  | DN 32/40 |  |  | 1 1/2 inch | 5885560 | [8 empty] | 0.036 m³ |  |  |  |  | 998.2 kg/m³ |  | 84137021 |  |  | 15 m | Composite | [5 empty] | Grinder system |  | DIN / Rp | 20 °C | 0 .. 70 °C |  |  |  |  | 50 Hz | [6 empty] | 0 .. 40 °C
92611467 | UNILIFT APG.40.10.A1 1x230V SCH | Unilift APG | 5 | 877.3449 |  | Jah | Jah | UNILIFT APG.40.10.A1 1x230V Purustiga reoveepump | Grundfos, Purusti, Reovesi | 26.2 | 28.5 | 22.7 | 55 | unilift-apg4010a1-1x230v-sch | https://avfvouczlgbtrhtqgokx.supabase.co/storage/v1/object/public/products/images/92611467.jpg | https://avfvouczlgbtrhtqgokx.supabase.co/storage/v1/object/public/products/curves/92611467_curve.png | https://avfvouczlgbtrhtqgokx.supabase.co/storage/v1/object/public/products/drawings/92611467_drawing.png |  |  | 1 | GRUNDFOS UNILIFT APG (Product brochure) | [5 empty] | 96076063 |  | 24.8 kg | [7 empty] | 391331311 |  | WEEE |  | 4836182 | Y |  |  |  | F | [7 empty] | IP68 | [10 empty] | 10 m | [7 empty] | 40 mm | [6 empty] | 7 m | [16 empty] | Stainless steel |  |  | A |  | Europe | 23.2 kg | 2 l/s |  | 1 x 230 V | 5.8 A |  |  | 9045602 | [14 empty] | Schuko plug |  | PN 10 | [8 empty] | Valumalm | [6 empty] | HU | 1 kW | 2850 p/min |  | 1.3 kW |  |  |  |  | DN 32/40 |  |  | 1 1/2 inch | 5885555 | [8 empty] | 0.036 m³ |  |  |  |  | 998.2 kg/m³ |  | 84137021 | CE,EAC,LGA,UKCA,SEPRO |  | 15 m | Composite |  |  |  |  | Type E/F (CEE7/7) | Grinder system |  | DIN / Rp | 20 °C | 0 .. 70 °C |  |  |  |  | 50 Hz | [6 empty] | 0 .. 40 °C
92616892 | UNILIFT APG.40.10.A3 3x400V No plug | Unilift APG | 5 | 1007.2172 |  | Jah | Jah | UNILIFT APG.40.10.A3 3x400V Purustiga reoveepump, ilma pistikuta | Grundfos, Purusti, Reovesi | 24.8 | 28 | 26.5 | 56 | unilift-apg4010a3-3x400v-no-plug | https://avfvouczlgbtrhtqgokx.supabase.co/storage/v1/object/public/products/images/92616892.jpg | https://avfvouczlgbtrhtqgokx.supabase.co/storage/v1/object/public/products/curves/92616892_curve.png | https://avfvouczlgbtrhtqgokx.supabase.co/storage/v1/object/public/products/drawings/92616892_drawing.png |  |  | 1 | GRUNDFOS UNILIFT APG (Product brochure) | [5 empty] | 96076063 |  | 24.8 kg | [7 empty] | 391331711 |  | WEEE |  | 4836186 | Y |  |  |  | F |  | Float switch (Yes/No) Y | [5 empty] | IP68 | [10 empty] | 10 m | [7 empty] | 40 mm | [6 empty] | 7 m | [16 empty] | Stainless steel |  |  | A |  | Europe/Argentina | 23.2 kg | 2 l/s |  | 3 x 400 V | 2.8 A |  |  | 9045606 | [14 empty] | No plug |  | PN 10 | [8 empty] | Valumalm | [6 empty] | HU | 1 kW | 2850 p/min |  | 1.1 kW |  |  |  |  | DN 32/40 |  |  | 1 1/2 inch | 5885559 | [8 empty] | 0.042 m³ |  |  |  |  | 998.2 kg/m³ |  | 84137021 | CE,EAC,AR_IRAM,LGA,UKCA,SEPRO |  | 15 m | Composite | [5 empty] | Grinder system |  | DIN / Rp | 20 °C | 0 .. 70 °C |  |  |  |  | 50 Hz | [6 empty] | 0 .. 40 °C
98624419 | Unilift CC5 - A1 float arm HU | Unilift CC | 5 | 195.4404 |  | Jah | Jah | Unilift CC5 - A1 Lühike ujuk, Drenaažipump | Drenaažipump, Grundfos, Madal veetase | 5.43 | 23.5 | 19.5 | 46 | unilift-cc5---a1-float-arm-hu | https://avfvouczlgbtrhtqgokx.supabase.co/storage/v1/object/public/products/images/98624419.jpg | https://avfvouczlgbtrhtqgokx.supabase.co/storage/v1/object/public/products/curves/98624419_curve.png | https://avfvouczlgbtrhtqgokx.supabase.co/storage/v1/object/public/products/drawings/98624419_drawing.png | [11 empty] | 5.42 kg | [7 empty] | 391280352 |  | WEEE | YES | 4822526 |  |  |  |  | B |  | Nivoolüliti A |  |  |  |  | SCHUKO | IP68 |  |  |  |  | 4 µF/450 V | [5 empty] | 5 m | [7 empty] | 10 mm |  |  |  | 1.67 l/s |  |  | 2 m | [13 empty] | Stainless steel | [8 empty] | 4.66 kg | 0.711 l/s |  | 1 x 220-240 V | 0.98 A |  | A | [14 empty] | 250 W | [11 empty] | Polypropylene |  |  |  | PP - GF15 |  |  |  | 0.108 kW | 2850 p/min |  |  |  |  | 1 1/4 inch |  |  |  | Stainless steel |  | 5885999 | [8 empty] | 0.017 m³ |  |  |  |  | 998.2 kg/m³ |  |  | CE,LGA,VDE,UKCA,SEPRO | 5 m | 2.52 m | Composite |  |  |  | R |  |  |  |  | 20 °C | 0 .. 40 °C |  |  |  |  | 50 Hz |  | Stainless steel |  |  |  |  | 0 .. 40 °C
96280965 | Unilift CC5 - M1 1x230V 50Hz | Unilift CC | 5 | 172.7524 |  | Jah | Jah | Unilift CC5 - M1 1x230V 50Hz Drenaažipump | Drenaažipump, Grundfos, Madal veetase | 5.08 | 20 | 20 | 42 | unilift-cc5---m1-1x230v-50hz | https://avfvouczlgbtrhtqgokx.supabase.co/storage/v1/object/public/products/images/96280965.jpg | https://avfvouczlgbtrhtqgokx.supabase.co/storage/v1/object/public/products/curves/96280965_curve.png | https://avfvouczlgbtrhtqgokx.supabase.co/storage/v1/object/public/products/drawings/96280965_drawing.png | [11 empty] | 5.08 kg | [7 empty] | 391280151 |  | WEEE | YES | 4822527 |  |  |  |  | B | [6 empty] | SCHUKO | IP68 |  |  |  |  | 4 µF/450 V | [5 empty] | 5 m | [7 empty] | 10 mm |  |  |  | 1.67 l/s |  |  | 2 m | [13 empty] | Stainless steel | [8 empty] | 4.32 kg | 0.711 l/s |  | 1 x 220-240 V | 0.98 A |  |  | 9045616 | [13 empty] | 250 W | [11 empty] | Polypropylene |  |  |  | PP - GF15 |  |  | HU | 0.108 kW | 2850 p/min |  |  |  |  | 1 1/4 inch |  |  |  | Stainless steel |  | 5885921 | [8 empty] | 0.017 m³ |  |  |  |  | 998.2 kg/m³ |  | 84137021 | CE,LGA,VDE,UKCA,SEPRO | 5 m | 2.52 m | Composite |  |  |  | R |  |  |  |  | 20 °C | 0 .. 40 °C |  |  |  |  | 50 Hz |  | Stainless steel |  |  |  |  | 0 .. 40 °C
96280966 | UNILIFT CC5-A1 1X220-240V SCHUKO | Unilift CC | 5 | 183.9893 |  | Jah | Jah | UNILIFT CC5-A1 1X220-240V SCHUKO Drenaažipump | Drenaažipump, Grundfos, Madal veetase | 5.27 | 20 | 20 | 42 | unilift-cc5-a1-1x220-240v-schuko | https://avfvouczlgbtrhtqgokx.supabase.co/storage/v1/object/public/products/images/96280966.jpg | https://avfvouczlgbtrhtqgokx.supabase.co/storage/v1/object/public/products/curves/96280966_curve.png | https://avfvouczlgbtrhtqgokx.supabase.co/storage/v1/object/public/products/drawings/96280966_drawing.png | [11 empty] | 5.27 kg | [7 empty] | 391280351 |  | WEEE | YES | [5 empty] | B |  | Nivoolüliti A |  |  |  |  | SCHUKO | IP68 |  |  |  |  | 4 µF/450 V | [5 empty] | 5 m | [7 empty] | 10 mm |  |  |  | 1.67 l/s |  |  | 2 m | [13 empty] | Stainless steel | [8 empty] | 4.51 kg | 0.711 l/s |  | 1 x 220-240 V | 0.98 A |  | A | 9045634 | [13 empty] | 250 W | [11 empty] | Polypropylene |  |  |  | PP - GF15 |  |  | HU | 0.108 kW | 2850 p/min |  |  |  |  | 1 1/4 inch |  |  |  | Stainless steel |  | 5885924 | [8 empty] | 0.017 m³ |  |  |  |  | 998.2 kg/m³ |  | 84137021 | CE,LGA,VDE,UKCA,SEPRO | 5 m | 2.52 m | Composite |  |  |  | R |  |  |  |  | 20 °C | 0 .. 40 °C |  |  |  |  | 50 Hz |  | Stainless steel |  |  |  |  | 0 .. 40 °C
98624463 | Unilift CC7 - A1 10m float arm HU | Unilift CC | 5 | 227.5122 |  | Jah | Jah | Unilift CC7 - A1 Lühike ujuk, Drenaažipump | Drenaažipump, Grundfos, Madal veetase | 6.18 | 23.5 | 19.5 | 46 | unilift-cc7---a1-10m-float-arm-hu | https://avfvouczlgbtrhtqgokx.supabase.co/storage/v1/object/public/products/images/98624463.jpg | https://avfvouczlgbtrhtqgokx.supabase.co/storage/v1/object/public/products/curves/98624463_curve.png | https://avfvouczlgbtrhtqgokx.supabase.co/storage/v1/object/public/products/drawings/98624463_drawing.png | [11 empty] | 6.18 kg | [7 empty] | 391280372 |  | WEEE | YES | 4822528 |  |  |  |  | F |  | Nivoolüliti A |  |  |  |  | SCHUKO | IP68 |  |  |  |  | 8 µF/450 V | [5 empty] | 10 m | [7 empty] | 10 mm |  |  |  | 2.78 l/s |  |  | 7 m | [13 empty] | Stainless steel | [8 empty] | 5.42 kg | 1.4 l/s |  | 1 x 220-240 V | 1.8 A |  | A | [14 empty] | 380 W | [11 empty] | Polypropylene |  |  |  | PP - GF15 |  |  |  | 0.171 kW | 2850 p/min |  |  |  |  | 1 1/4 inch |  |  |  | Stainless steel |  | 5886000 | [8 empty] | 0.021 m³ |  |  |  |  | 998.2 kg/m³ |  |  | CE,LGA,VDE,UKCA,SEPRO | 7 m | 3.95 m | Composite |  |  |  | R |  |  |  |  | 20 °C | 0 .. 40 °C |  |  |  |  | 50 Hz |  | Stainless steel |  |  |  |  | 0 .. 40 °C
96280968 | Unilift CC7 - A1 1x220-240V 10m, Schuko | Unilift CC | 5 | 216.768 |  | Jah | Jah | Unilift CC7 - A1 1x220-240V 10m, Schuko Drenaažipump | Drenaažipump, Grundfos, Madal veetase | 6.03 | 20 | 20 | 42 | unilift-cc7---a1-1x220-240v-10m-schuko | https://avfvouczlgbtrhtqgokx.supabase.co/storage/v1/object/public/products/images/96280968.jpg | https://avfvouczlgbtrhtqgokx.supabase.co/storage/v1/object/public/products/curves/96280968_curve.png | https://avfvouczlgbtrhtqgokx.supabase.co/storage/v1/object/public/products/drawings/96280968_drawing.png | [11 empty] | 6.02 kg | [7 empty] | 391280371 |  | WEEE | YES | [5 empty] | F |  | Nivoolüliti A |  |  |  |  | SCHUKO | IP68 |  |  |  |  | 8 µF/450 V | [5 empty] | 10 m | [7 empty] | 10 mm |  |  |  | 2.78 l/s |  |  | 7 m | [13 empty] | Stainless steel | [8 empty] | 5.26 kg | 1.4 l/s |  | 1 x 220-240 V | 1.8 A |  | A | 9045639 | [13 empty] | 380 W | [11 empty] | Polypropylene |  |  |  | PP - GF15 |  |  | HU | 0.171 kW | 2850 p/min |  |  |  |  | 1 1/4 inch |  |  |  | Stainless steel |  | 5885925 | [8 empty] | 0.017 m³ |  |  |  |  | 998.2 kg/m³ |  | 84137021 | CE,LGA,VDE,UKCA,SEPRO | 7 m | 3.95 m | Composite |  |  |  | R |  |  |  |  | 20 °C | 0 .. 40 °C |  |  |  |  | 50 Hz |  | Stainless steel |  |  |  |  | 0 .. 40 °C
96280967 | Unilift CC7 - M1 | Unilift CC | 5 | 207.5986 |  | Jah | Jah | Unilift CC7 - M1 Drenaažipump | Drenaažipump, Grundfos, Madal veetase | 5.76 | 20 | 20 | 42 | unilift-cc7---m1 | https://avfvouczlgbtrhtqgokx.supabase.co/storage/v1/object/public/products/images/96280967.jpg | https://avfvouczlgbtrhtqgokx.supabase.co/storage/v1/object/public/products/curves/96280967_curve.png | https://avfvouczlgbtrhtqgokx.supabase.co/storage/v1/object/public/products/drawings/96280967_drawing.png | [11 empty] | 5.76 kg | [7 empty] | 391280171 |  | WEEE | YES | 4822529 |  |  |  |  | F | [6 empty] | SCHUKO | IP68 |  |  |  |  | 8 µF/450 V | [5 empty] | 10 m | [7 empty] | 10 mm |  |  |  | 2.78 l/s |  |  | 7 m | [13 empty] | Stainless steel | [8 empty] | 5 kg | 1.4 l/s |  | 1 x 220-240 V | 1.8 A |  |  | 9045638 | [13 empty] | 380 W | [11 empty] | Polypropylene |  |  |  | PP - GF15 |  |  | HU | 0.171 kW | 2850 p/min |  |  |  |  | 1 1/4 inch |  |  |  | Stainless steel |  | 5885922 | [8 empty] | 0.017 m³ |  |  |  |  | 998.2 kg/m³ |  | 84137021 | CE,LGA,VDE,UKCA,SEPRO | 7 m | 3.95 m | Composite |  |  |  | R |  |  |  |  | 20 °C | 0 .. 40 °C |  |  |  |  | 50 Hz |  | Stainless steel |  |  |  |  | 0 .. 40 °C
96280970 | Unilift CC9 - A1 1×230V 50Hz Schuko | Unilift CC | 5 | 280.6544 |  | Jah | Jah | Unilift CC9 - A1 1×230V 50Hz Schuko Drenaažipump | Drenaažipump, Grundfos, Madal veetase | 7.55 | 20 | 20 | 42 | unilift-cc9---a1-1230v-50hz-schuko | https://avfvouczlgbtrhtqgokx.supabase.co/storage/v1/object/public/products/images/96280970.jpg | https://avfvouczlgbtrhtqgokx.supabase.co/storage/v1/object/public/products/curves/96280970_curve.png | https://avfvouczlgbtrhtqgokx.supabase.co/storage/v1/object/public/products/drawings/96280970_drawing.png | [11 empty] | 7.55 kg | [7 empty] | 391280391 |  | WEEE | YES | [5 empty] | B |  | Nivoolüliti A | [5 empty] | IP68 |  |  |  |  | 8 µF/450 V | [5 empty] | 10 m | [7 empty] | 10 mm |  |  |  | 3.89 l/s |  |  | 7 m | [13 empty] | Stainless steel | [8 empty] | 6.79 kg | 1.88 l/s |  | 1 x 220-240 V | 3.5 A |  | A | 9045642 | [13 empty] | 780 W | [11 empty] | Polypropylene |  |  |  | PP - GF15 |  |  | HU | 0.465 kW | 2850 p/min |  |  |  |  | 1 1/4 inch |  |  |  | Stainless steel |  | 5885926 | [8 empty] | 0.017 m³ |  |  |  |  | 998.2 kg/m³ |  | 84137021 | CE,LGA,VDE,UKCA,SEPRO | 9 m | 6.56 m | Composite |  |  |  | R |  |  |  |  | 20 °C | 0 .. 40 °C |  |  |  |  | 50 Hz |  | Stainless steel |  |  |  |  | 0 .. 40 °C
98624466 | Unilift CC9 - A1 10m AISI316 HU | Unilift CC | 5 | 351.1501 |  | Jah | Jah | Unilift CC9 - A1 Lühike ujuk, Drenaažipump | Drenaažipump, Grundfos, Madal veetase | 7.71 | 23.5 | 19.5 | 46 | unilift-cc9---a1-10m-aisi316-hu | https://avfvouczlgbtrhtqgokx.supabase.co/storage/v1/object/public/products/images/98624466.jpg | https://avfvouczlgbtrhtqgokx.supabase.co/storage/v1/object/public/products/curves/98624466_curve.png | https://avfvouczlgbtrhtqgokx.supabase.co/storage/v1/object/public/products/drawings/98624466_drawing.png | [11 empty] | 7.7 kg | [7 empty] | 391280393 |  | WEEE | YES | 4822565 |  |  |  |  | B |  | Nivoolüliti A |  |  |  |  | SCHUKO | IP68 |  |  |  |  | 8 µF/450 V | [5 empty] | 10 m | [7 empty] | 10 mm |  |  |  | 3.89 l/s |  |  | 7 m | [13 empty] | Stainless steel | [8 empty] | 6.94 kg | 1.85 l/s |  |  | 3.5 A |  | A | 9045236 | [13 empty] | 780 W | [11 empty] | Polypropylene |  |  |  | PP - GF15 |  |  |  | 0.465 kW | 2850 p/min |  |  |  |  | 1 1/4 inch |  |  |  | Composite | [10 empty] | 0.017 m³ |  |  |  |  | 998.2 kg/m³ |  |  | CE,LGA,VDE,UKCA,SEPRO | 9 m | 6.56 m | Composite |  |  |  | R |  |  |  |  | 20 °C | 0 .. 40 °C |  |  |  |  | 50 Hz |  | Stainless steel |  |  |  |  | 0 .. 40 °C
96280969 | Unilift CC9 - M1 | Unilift CC | 5 | 264.6935 |  | Jah | Jah | Unilift CC9 - M1 Drenaažipump | Drenaažipump, Grundfos, Madal veetase | 7.36 | 20 | 20 | 42 | unilift-cc9---m1 | https://avfvouczlgbtrhtqgokx.supabase.co/storage/v1/object/public/products/images/96280969.jpg | https://avfvouczlgbtrhtqgokx.supabase.co/storage/v1/object/public/products/curves/96280969_curve.png | https://avfvouczlgbtrhtqgokx.supabase.co/storage/v1/object/public/products/drawings/96280969_drawing.png | [11 empty] | 7.36 kg | [7 empty] | 391280191 |  | WEEE | YES | 4822564 |  |  |  |  | B | [6 empty] | SCHUKO | IP68 |  |  |  |  | 8 µF/450 V | [5 empty] | 10 m | [7 empty] | 10 mm |  |  |  | 3.89 l/s |  |  | 7 m | [13 empty] | Stainless steel | [8 empty] | 6.6 kg | 1.88 l/s |  | 1 x 220-240 V | 3.5 A |  |  | 9045641 | [13 empty] | 780 W | [11 empty] | Polypropylene |  |  |  | PP - GF15 |  |  |  | 0.465 kW | 2850 p/min |  |  |  |  | 1 1/4 inch |  |  |  | Stainless steel |  | 5885923 | [8 empty] | 0.017 m³ |  |  |  |  | 998.2 kg/m³ |  | 84137021 | CE,LGA,VDE,UKCA,SEPRO | 9 m | 6.56 m | Composite |  |  |  | R |  |  |  |  | 20 °C | 0 .. 40 °C |  |  |  |  | 50 Hz |  | Stainless steel |  |  |  |  | 0 .. 40 °C
59641500 | UP20-15N 150 1x230V 50Hz | UPS(N) | 5 | 276.1397 |  | Ei | Jah | UP20-15N 150 1x230V 50Hz Sooja tarbevee ringluspump | Grundfos, Tarbevesi, Tsirkulatsioonipump, Vaikne | 2.16 | 20 | 14.2 | 14.7 | up20-15n-150-1x230v-50hz | https://avfvouczlgbtrhtqgokx.supabase.co/storage/v1/object/public/products/images/59641500.jpg | https://avfvouczlgbtrhtqgokx.supabase.co/storage/v1/object/public/products/curves/59641500_curve.png | https://avfvouczlgbtrhtqgokx.supabase.co/storage/v1/object/public/products/drawings/59641500_drawing.png | [11 empty] | 2.16 kg | [10 empty] | NONE | 4615604 |  |  |  |  | F |  | Terminal box position 9H | [5 empty] | IP44 |  | 40 °C |  | 1 | 2 µF | [43 empty] | 2.05 kg | 1.13 m³/h | [14 empty] | ISO 228-1 |  |  | 150 mm |  |  |  |  | PN 10 | [8 empty] | Stainless steel | Vesi | [5 empty] | RS | [6 empty] | 1 1/4 inch | [5 empty] | 5803011 | [7 empty] | 65 W | 0.004 m³ | 9H | Impedance protected | 95 |  | 983.2 kg/m³ |  | 84137030 | CE,VDE,EAC,WEEE | 15 dm | 0.63 m | Composite |  |  |  | G |  |  |  |  | 60 °C | 2 .. 110 °C |  |  |  | 0.28 A | 50 Hz | [6 empty] | 0 .. 40 °C
59643500 | UP20-30N 150 1x230V 50Hz | UPS(N) | 5 | 306.7962 |  | Ei | Jah | UP20-30N 150 1x230V 50Hz Sooja tarbevee ringluspump | Grundfos, Tarbevesi, Tsirkulatsioonipump, Vaikne | 2.18 | 20 | 14.2 | 14.7 | up20-30n-150-1x230v-50hz | https://avfvouczlgbtrhtqgokx.supabase.co/storage/v1/object/public/products/images/59643500.jpg | https://avfvouczlgbtrhtqgokx.supabase.co/storage/v1/object/public/products/curves/59643500_curve.png | https://avfvouczlgbtrhtqgokx.supabase.co/storage/v1/object/public/products/drawings/59643500_drawing.png | [11 empty] | 2.18 kg | [10 empty] | NONE | 4615606 |  |  |  |  | F |  | Terminal box position 9H | [5 empty] | IP44 |  | 40 °C |  | 1 | 2 µF | [11 empty] | 10 bar | [31 empty] | 2.04 kg | 1.53 m³/h | [14 empty] | ISO 228-1 |  |  | 150 mm |  |  |  |  | PN 10 | [8 empty] | Stainless steel | Vesi | [5 empty] | RS | [6 empty] | 1 1/4 inch | [5 empty] | 5803029 | [7 empty] | 75 W | 0.004 m³ | 9H | Impedance protected | 95 |  | 983.2 kg/m³ |  | 84137030 | CE,VDE,EAC,WEEE | 30 dm | 1.7 m | Composite |  |  |  | G |  |  |  |  | 60 °C | 2 .. 110 °C |  |  |  | 0.31 A | 50 Hz | [6 empty] | 0 .. 40 °C
95906472 | UP20-45 N 150 1x230V 50Hz 9H | UPS(N) | 5 | 335.3725 |  | Jah | Jah | UP20-45 N 150 1x230V 50Hz Sooja tarbevee ringluspump | Grundfos, Tarbevesi, Tsirkulatsioonipump, Vaikne | 3.83 | 20 | 20 | 20.8 | up20-45-n-150-1x230v-50hz-9h | https://avfvouczlgbtrhtqgokx.supabase.co/storage/v1/object/public/products/images/95906472.jpg | https://avfvouczlgbtrhtqgokx.supabase.co/storage/v1/object/public/products/curves/95906472_curve.png | https://avfvouczlgbtrhtqgokx.supabase.co/storage/v1/object/public/products/drawings/95906472_drawing.png | [11 empty] | 3.82 kg | [10 empty] | CONTACT | 4615608 |  |  |  |  | F |  | Terminal box position 9H | [5 empty] | IPX2D |  | 40 °C |  | 1 | 2.5 µF | [11 empty] | 10 bar | [31 empty] | 3.54 kg | 2.29 m³/h |  | 1 x 230 V | [12 empty] | ISO 228-1 |  |  | 150 mm |  |  |  |  | PN 10 | [8 empty] | Stainless steel | Vesi | [5 empty] | RS | [6 empty] | 1 1/4 inch | [5 empty] | 5803038 | [7 empty] | 120 W | 0.008 m³ | 9H | sisemine | 95 |  | 983.2 kg/m³ |  | 84137030 | CE,EAC,WEEE,RCM | 45 dm | 2.94 m | Composite |  |  |  | G |  |  |  |  | 60 °C | -25 .. 110 °C |  |  |  | 0.52 A | 50 Hz | [6 empty] | 0 .. 40 °C
99553575 | UPA 15-120 230V 50Hz Schuko plug | UPA | 5 | 221.8777 |  | Jah | Jah | UPA 15-120 230V 50Hz Schuko pistikuga rõhutõstepump | Grundfos, Rõhutõstepump, Väike, Vaikne | 5.45 | 22 | 17.1 | 17 | upa-15-120-230v-50hz-schuko-plug | https://avfvouczlgbtrhtqgokx.supabase.co/storage/v1/object/public/products/images/99553575.jpg | https://avfvouczlgbtrhtqgokx.supabase.co/storage/v1/object/public/products/curves/99553575_curve.png | https://avfvouczlgbtrhtqgokx.supabase.co/storage/v1/object/public/products/drawings/99553575_drawing.png | [11 empty] | 5.45 kg | [10 empty] | CONTACT |  |  | Y |  |  | F |  | Flow switch (Yes/No) Y | [5 empty] | IPX2D |  |  |  | 1 | 6 µF | [11 empty] | 10 bar | [7 empty] | 0.89 A | [23 empty] | 4.79 kg | 1.33 m³/h | [14 empty] | ISO 228-1 |  |  | 200 mm |  |  | Schuko plug |  | PN 10 | [8 empty] | Valumalm | Vesi | [5 empty] | CN | [6 empty] | 1 inch | [13 empty] | 200 W | 0.0058 m³ |  | sisemine | 95 |  | 983.2 kg/m³ |  | 84137030 | CE,WEEE-UPA,MORO | 120 dm | 8.138 m | Composite |  |  |  | G |  |  |  |  | 60 °C | 2 .. 95 °C |  |  |  |  | 50 Hz | [6 empty] | 0 .. 40 °C
99539056 | UPA 15-90 230V 50Hz no plug | UPA | 5 | 155.5382 |  | Jah | Jah | UPA 15-90 230V 50Hz Rõhutõstepump, Ilma pistikuta | Grundfos, Rõhutõstepump, Väike, Vaikne | 3.71 | 20 | 14.2 | 14.7 | upa-15-90-230v-50hz-no-plug | https://avfvouczlgbtrhtqgokx.supabase.co/storage/v1/object/public/products/images/99539056.jpg | https://avfvouczlgbtrhtqgokx.supabase.co/storage/v1/object/public/products/curves/99539056_curve.png | https://avfvouczlgbtrhtqgokx.supabase.co/storage/v1/object/public/products/drawings/99539056_drawing.png | [11 empty] | 3.71 kg | [10 empty] | NONE |  |  | Y |  |  | H |  | Flow switch (Yes/No) Y | [5 empty] | IPX2D |  |  |  | 1 | 2.5 µF | [11 empty] | 10 bar | [7 empty] | 0.48 A | [23 empty] | 2.6 kg | 0.98 m³/h |  | 1 x 230 V | [12 empty] | ISO 228-1 |  |  | 160 mm |  |  | No plug |  | PN 10 | [8 empty] | Valumalm | Vesi | [12 empty] | 3/4 inch | [13 empty] | 120 W | 0.0042 m³ |  | Impedance protected | 95 |  | 983.2 kg/m³ |  |  | CE,WEEE,UKCA-UPA | 90 dm | 5.462 m | Composite |  |  |  | G |  |  |  |  | 60 °C | 2 .. 95 °C |  |  |  |  | 50 Hz | [6 empty] | 0 .. 40 °C
99539041 | UPA 15-90N 230V 50Hz Schuko plug | UPA | 5 | 299.2933 |  | Jah | Jah | UPA 15-90N 230V 50Hz Schuko pistikuga Rõhutõstepump | Grundfos, Rõhutõstepump, Väike, Vaikne | 3.77 | 20 | 14.2 | 14.7 | upa-15-90n-230v-50hz-schuko-plug | https://avfvouczlgbtrhtqgokx.supabase.co/storage/v1/object/public/products/images/99539041.jpg | https://avfvouczlgbtrhtqgokx.supabase.co/storage/v1/object/public/products/curves/99539041_curve.png | https://avfvouczlgbtrhtqgokx.supabase.co/storage/v1/object/public/products/drawings/99539041_drawing.png | [11 empty] | 3.77 kg | [10 empty] | NONE |  |  | Y |  |  | H |  | Flow switch (Yes/No) Y | [5 empty] | IPX2D |  |  |  | 1 | 2.5 µF | [11 empty] | 10 bar | [7 empty] | 0.48 A | [23 empty] | 2.66 kg | 0.98 m³/h | [14 empty] | ISO 228-1 |  |  | 160 mm |  |  | Schuko plug |  | PN 10 | [8 empty] | Stainless steel | Vesi | [5 empty] | CN | [6 empty] | 3/4 inch | [13 empty] | 120 W | 0.0042 m³ |  | Impedance protected | 95 |  | 983.2 kg/m³ |  | 84137030 | CE,WEEE-UPA,MORO | 90 dm | 5.462 m | Composite |  |  |  | G |  |  |  |  | 60 °C | 2 .. 95 °C |  |  |  |  | 50 Hz | [6 empty] | 0 .. 40 °C
96913060 | UPS25-40 N 180 1x230V 50Hz 9H | UPS(N) | 5 | 291.4364 |  | Jah | Jah | UPS25-40 N 180 1x230V 50Hz Sooja tarbevee ringluspump | Grundfos, Tarbevesi, Tsirkulatsioonipump, Vaikne | 2.8 | 20 | 14.2 | 14.7 | ups25-40-n-180-1x230v-50hz-9h | https://avfvouczlgbtrhtqgokx.supabase.co/storage/v1/object/public/products/images/96913060.jpg | https://avfvouczlgbtrhtqgokx.supabase.co/storage/v1/object/public/products/curves/96913060_curve.png | https://avfvouczlgbtrhtqgokx.supabase.co/storage/v1/object/public/products/drawings/96913060_drawing.png | [11 empty] | 2.8 kg | [7 empty] | 380481041 |  |  | NONE | [5 empty] | F |  | Terminal box position 9H | [5 empty] | IP44 |  | 40 °C |  | 3 | 1.5 µF | [43 empty] | 2.67 kg | 1.67 m³/h |  | 1 x 230 V | [12 empty] | ISO 228-1 |  |  | 180 mm |  |  |  |  | PN 10 | [8 empty] | Stainless steel | Vesi | [5 empty] | RS | [6 empty] | 1 1/2 inch | [5 empty] | 5803098 | [5 empty] | 25 W | 35 W | 45 W | 0.004 m³ | 9H | Impedance protected | 110 |  | 983.2 kg/m³ |  | 84137030 | CE,VDE,EAC,WEEE | 40 dm | 2.03 m | Composite |  |  |  | G |  |  |  |  | 60 °C | 2 .. 110 °C |  | 0.12 A | 0.16 A | 0.2 A | 50 Hz | [6 empty] | 0 .. 40 °C
95906408 | UPS25-55 N 180 1x230V 50Hz 9H | UPS(N) | 5 | 450.0035 |  | Jah | Jah | UPS25-55 N 180 1x230V 50Hz Sooja tarbevee ringluspump | Grundfos, Tarbevesi, Tsirkulatsioonipump, Vaikne | 4.85 | 20 | 20 | 20.8 | ups25-55-n-180-1x230v-50hz-9h | https://avfvouczlgbtrhtqgokx.supabase.co/storage/v1/object/public/products/images/95906408.jpg | https://avfvouczlgbtrhtqgokx.supabase.co/storage/v1/object/public/products/curves/95906408_curve.png | https://avfvouczlgbtrhtqgokx.supabase.co/storage/v1/object/public/products/drawings/95906408_drawing.png | [11 empty] | 4.85 kg | [10 empty] | CONTACT | 4615613 |  |  |  |  | F |  | Terminal box position 9H | [5 empty] | IPX2D |  | 40 °C |  | 3 | 2.5 µF | [43 empty] | 4.54 kg | 3.37 m³/h |  | 1 x 230 V | [12 empty] | ISO 228-1 |  |  | 180 mm |  |  |  |  | PN 10 | [8 empty] | Stainless steel | Vesi | [5 empty] | RS | [6 empty] | 1 1/2 inch | [11 empty] | 65 W | 80 W | 85 W | 0.008 m³ | 9H | sisemine | 110 |  | 983.2 kg/m³ |  | 84137030 | CE,EAC,WEEE | 55 dm | 2.989 m | Composite |  |  |  | G |  |  |  |  | 60 °C | -25 .. 110 °C |  | 0.3 A | 0.36 A | 0.38 A | 50 Hz | [6 empty] | 0 .. 40 °C
96913085 | UPS25-60 N 180 1x230V 50Hz 9H | UPS(N) | 5 | 349.7763 |  | Jah | Jah | UPS25-60 N 180 1x230V 50Hz Sooja tarbevee ringluspump | Grundfos, Tarbevesi, Tsirkulatsioonipump, Vaikne | 2.97 | 20 | 14.2 | 14.7 | ups25-60-n-180-1x230v-50hz-9h | https://avfvouczlgbtrhtqgokx.supabase.co/storage/v1/object/public/products/images/96913085.jpg | https://avfvouczlgbtrhtqgokx.supabase.co/storage/v1/object/public/products/curves/96913085_curve.png | https://avfvouczlgbtrhtqgokx.supabase.co/storage/v1/object/public/products/drawings/96913085_drawing.png | [11 empty] | 2.97 kg | [7 empty] | 380481061 |  |  | NONE | 4615616 |  |  |  |  | F |  | Terminal box position 9H | [5 empty] | IP44 |  | 40 °C |  | 3 | 2.5 µF | [43 empty] | 2.86 kg | 1.91 m³/h |  | 1 x 230 V | [12 empty] | ISO 228-1 |  |  | 180 mm |  |  |  |  | PN 10 | [8 empty] | Stainless steel | Vesi | [5 empty] | RS | [6 empty] | 1 1/2 inch | [5 empty] | 5803097 | [5 empty] | 50 W | 55 W | 60 W | 0.004 m³ | 9H | Impedance protected | 110 |  | 983.2 kg/m³ |  | 84137030 | CE,VDE,EAC,WEEE,RCM | 60 dm | 3.1 m | Composite |  |  |  | G |  |  |  |  | 60 °C | 2 .. 110 °C |  | 0.21 A | 0.25 A | 0.28 A | 50 Hz | [6 empty] | 0 .. 40 °C
95906439 | UPS25-80 N 180 1x230 50Hz 9H | UPS(N) | 5 | 538.9473 |  | Jah | Jah | UPS25-80 N 180 1x230 50Hz Sooja tarbevee ringluspump | Grundfos, Tarbevesi, Tsirkulatsioonipump, Vaikne | 4.93 | 20 | 20 | 20.8 | ups25-80-n-180-1x230-50hz-9h | https://avfvouczlgbtrhtqgokx.supabase.co/storage/v1/object/public/products/images/95906439.jpg | https://avfvouczlgbtrhtqgokx.supabase.co/storage/v1/object/public/products/curves/95906439_curve.png | https://avfvouczlgbtrhtqgokx.supabase.co/storage/v1/object/public/products/drawings/95906439_drawing.png | [11 empty] | 4.93 kg | [10 empty] | CONTACT | 4615614 |  |  |  |  | F |  | Terminal box position 9H | [5 empty] | IPX2D |  | 40 °C |  | 3 | 3.5 µF | [43 empty] | 4.65 kg | 4.95 m³/h | [14 empty] | ISO 228-1 |  |  | 180 mm |  |  |  |  | PN 10 | [8 empty] | Stainless steel | Vesi | [12 empty] | 1 1/2 inch | [5 empty] | 5803099 | [5 empty] | 114 W | 159 W | 160 W | 0.008 m³ | 9H | sisemine | 110 |  | 983.2 kg/m³ |  | 84137030 | CE,EAC,WEEE,RCM | 80 dm | 4.56 m | Composite |  |  |  | G |  |  |  |  | 60 °C | -25 .. 110 °C |  | 0.5 A | 0.7 A | 0.7 A | 50 Hz | [6 empty] | 0 .. 40 °C
95906489 | UPS32-100 N 180 1x230V 50Hz 9H | UPS(N) | 5 | 858.792 |  | Jah | Jah | UPS32-100 N 180 1x230V 50Hz Sooja tarbevee ringluspump | Grundfos, Tarbevesi, Tsirkulatsioonipump, Vaikne | 7.75 | 27.1 | 22.5 | 27.8 | ups32-100-n-180-1x230v-50hz-9h | https://avfvouczlgbtrhtqgokx.supabase.co/storage/v1/object/public/products/images/95906489.jpg | https://avfvouczlgbtrhtqgokx.supabase.co/storage/v1/object/public/products/curves/95906489_curve.png | https://avfvouczlgbtrhtqgokx.supabase.co/storage/v1/object/public/products/drawings/95906489_drawing.png | [11 empty] | 7.75 kg | [10 empty] | CONTACT | 4615615 |  |  |  |  | H |  | Terminal box position 9H | [5 empty] | IPX4D |  | 40 °C |  | 3 | 8 µF | [43 empty] | 6.65 kg | 7.45 m³/h |  | 1 x 230 V | [12 empty] | ISO 228-1 |  |  | 180 mm |  |  |  |  | PN 10 | [8 empty] | Stainless steel | Vesi | [5 empty] | DE | [6 empty] | 2 inch | [11 empty] | 280 W | 340 W | 345 W | 0.017 m³ | 9H | sisemine | 95 |  | 983.2 kg/m³ |  | 84137030 | CE,EAC,WEEE,RCM | 100 dm | 6.69 m | Composite |  |  |  | G |  |  |  |  | 60 °C | -25 .. 110 °C |  | 1.3 A | 1.5 A | 1.52 A | 50 Hz | [6 empty] | 0 .. 40 °C
95906448 | UPS32-80 N 180 1x230V 50Hz 9H | UPS(N) | 5 | 649.6805 |  | Jah | Jah | UPS32-80 N 180 1x230V 50Hz Sooja tarbevee ringluspump | Grundfos, Tarbevesi, Tsirkulatsioonipump, Vaikne | 5.09 | 20 | 20 | 20.8 | ups32-80-n-180-1x230v-50hz-9h | https://avfvouczlgbtrhtqgokx.supabase.co/storage/v1/object/public/products/images/95906448.jpg | https://avfvouczlgbtrhtqgokx.supabase.co/storage/v1/object/public/products/curves/95906448_curve.png | https://avfvouczlgbtrhtqgokx.supabase.co/storage/v1/object/public/products/drawings/95906448_drawing.png | [11 empty] | 5.08 kg | [10 empty] | CONTACT | 4615612 |  |  |  |  | F |  | Terminal box position 9H | [5 empty] | IPX2D |  | 40 °C |  | 3 | 3.5 µF | [43 empty] | 4.8 kg | 5.12 m³/h |  | 1 x 230 V | [12 empty] | ISO 228-1 |  |  | 180 mm |  |  |  |  | PN 10 | [8 empty] | Stainless steel | Vesi | [12 empty] | 2 inch | [5 empty] | 5803139 | [5 empty] | 140 W | 213 W | 230 W | 0.008 m³ | 9H | sisemine | 110 |  | 983.2 kg/m³ |  | 84137030 | AAA,CE,EAC,WEEE,RCM | 80 dm | 5.2 m | Composite |  |  |  | G |  |  |  |  | 60 °C | -25 .. 110 °C |  | 0.66 A | 0.97 A | 1.01 A | 50 Hz | [6 empty] | 0 .. 40 °C